## Instructions
LSLI Template Instructions
USE LSLI SHEET TO COPY AND PASTE DATA FROM 'Detailed Inventory' SHEET FROM TCEQ-20943 Detailed Inventory Add detailed service line information using the webform or Excel Template. Recommendations if using Excel Template: 1) Save a copy of the workbook to your hard drive or network drive. Consider adding the system PWS ID or other system identifier to the file name (e.g., Inventory Template_TX0000000) and indicating in the file name if this is the "initial" inventory or "update1", "update2", etc. 2) Each row in this worksheet represents one service line connecting the water main to the customer's plumbing. The worksheet is organized into sections: - Location Information - System-Owned Portion - Customer-Owned Portion - Other Potential Sources of Lead - Additional Information to Assign Tap Monitoring Tiering - Lead Service Line Replacement (LSLR) 3) Columns with aqua shading are required by the EPA LCRR. As explained in more detail on each field, entries for each field can either be selected from a dropdown menu or will require manual entry.

## LSLI
Location Information | [7 empty] | System-Owned Portion |  |  |  | Customer-Owned Portion |  |  | Entire Service Line | Other Potential Sources of Lead |  |  | Additional Information to Assign Tap Monitoring Tiering |  |  |  |  | Lead Service Line Replacement (LSLR)
Unique Service Line ID* | Street Number | Street Name* | City* | Zip Code* | Other Location Identifier | GPS Coordinate - Latitude (decimal degrees) | GPS Coordinates - Longitude (decimal degrees) | System-Owned Portion Service Line Material Classification* | If Non-Lead, Was Material Ever Previously Lead? | Service Line Installation Date | Notes | Customer-Owned Portion Service Line Material Classification* | Service Line Installation Date | Notes | Entire Service Line Material Classification (by Water System) | Is there a Lead Connector? | Is there Lead Solder in the Service Line? | List Other Fittings and Equipment Connected to the Service Line that Contain Lead | Building Type Connected to Service Line | Point-of-Entry or Point-of-Use Treatment Present? | Does the Interior Building Plumbing Contain Copper Pipes with Lead Solder Installed Before July 1, 1988? | Current LCR Sampling Site? | Sample Site Selection Criteria (Site Tier) | Date of System-Owned LSLR | Date of Customer-Owned LSLR | LSL Category in Inventory | Sample Site Tier
0800550000016 | 8614 | Lupton Ln | Houston | 77055 |  | 29.79313 | -95.50145 | Non-Lead | Don't Know | Unknown |  | Non-Lead | Between 1989 and 2014 |  | Non-Lead |  |  |  | Single Family Residence |  |  |  | Tier 5 |  |  | Non-Lead | No Tier
0772490010002 | 9042 | Bace Dr | Houston | 77055 |  | 29.78871 | -95.51339 | Non-Lead | Don't Know | Unknown |  | Non-Lead | After 2014 |  | Non-Lead |  |  |  | Single Family Residence |  |  |  | Tier 5 |  |  | Non-Lead | No Tier
0800550000003 | 8713 | Westview Dr | Houston | 77055 |  | 29.79353 | -95.50299 | Lead | Don't Know | Unknown |  | Unknown - Material Unknown | Before 1989 |  | Lead |  |  |  | Single Family Residence |  |  |  | Tier 1 |  |  | Lead | No Tier
0772490030006 | 1024 | Lone Star Dr | Houston | 77055 |  | 29.78671 | -95.5124 | Non-Lead | Don't Know | Unknown |  | Unknown - Material Unknown | Before 1989 |  | Unknown |  |  |  | Single Family Residence |  |  |  | Tier 5 |  |  | Unknown | No Tier
0772490050002 | 1114 | Traweek St | Houston | 77055 |  | 29.78771 | -95.51034 | Non-Lead | Don't Know | Unknown |  | Non-Lead | Between 1989 and 2014 |  | Non-Lead |  |  |  | Single Family Residence |  |  |  | Tier 5 |  |  | Non-Lead | No Tier
0791300110199 | 1323 | Modiste St | Houston | 77055 |  | 29.79299 | -95.49873 | Non-Lead | Don't Know | Unknown |  | Non-Lead | Between 1989 and 2014 |  | Non-Lead |  |  |  | Single Family Residence |  |  |  | Tier 5 |  |  | Non-Lead | No Tier
0800570000006 | 8701 | Lanell Ln | Houston | 77055 |  | 29.79565 | -95.50234 | Non-Lead | Don't Know | Unknown |  | Non-Lead | Between 1989 and 2014 |  | Non-Lead |  |  |  | Single Family Residence |  |  |  | Tier 5 |  |  | Non-Lead | No Tier
0800540000009 | 8613 | Lupton Ln | Houston | 77055 |  | 29.7926 | -95.50145 | Non-Lead | Don't Know | Unknown |  | Non-Lead | Between 1989 and 2014 |  | Non-Lead |  |  |  | Single Family Residence |  |  |  | Tier 5 |  |  | Non-Lead | No Tier
0731590000041 | 1014 | Adkins Rd | Houston | 77055 |  | 29.7864 | -95.51953 | Non-Lead | Don't Know | Unknown |  | Unknown - Material Unknown | Between 1989 and 2014 |  | Unknown |  |  |  | Single Family Residence |  |  |  | Tier 5 |  |  | Unknown | No Tier
0761470020011 | 1232 | Mickey Way | Houston | 77055 |  | 29.7913 | -95.51034 | Non-Lead | Don't Know | Unknown |  | Non-Lead - Copper | After 2014 |  | Non-Lead |  |  |  | Single Family Residence |  |  |  | Tier 5 |  |  | Non-Lead | No Tier
0791300110197 | 1331 | Modiste St | Houston | 77055 |  | 29.79341 | -95.49873 | Non-Lead | Don't Know | Unknown |  | Unknown - Material Unknown | Before 1989 |  | Unknown |  |  |  | Single Family Residence |  |  |  | Tier 5 |  |  | Unknown | No Tier
0791300080137 | 1410 | Bingle Rd | Houston | 77055 |  | 29.79446 | -95.50013 | Non-Lead | Don't Know | Unknown |  | Unknown - Material Unknown | Before 1989 |  | Unknown |  |  |  | Single Family Residence |  |  |  | Tier 5 |  |  | Unknown | No Tier
0800560000016 | 8706 | Westview Dr | Houston | 77055 |  | 29.79417 | -95.50263 | Lead | Don't Know | Unknown |  | Non-Lead | Between 1989 and 2014 |  | Lead |  |  |  | Single Family Residence |  |  |  | Tier 1 |  |  | Lead | No Tier
0772490030002 | 1114 | Lone Star Dr | Houston | 77055 |  | 29.78789 | -95.51249 | Non-Lead | Don't Know | Unknown |  | Non-Lead | Between 1989 and 2014 |  | Non-Lead |  |  |  | Single Family Residence |  |  |  | Tier 5 |  |  | Non-Lead | No Tier
0780330010015 | 8618 | Merlin Dr | Houston | 77055 |  | 29.79227 | -95.50194 | Non-Lead | Don't Know | Unknown |  | Non-Lead | Between 1989 and 2014 |  | Non-Lead |  |  |  | Single Family Residence |  |  |  | Tier 5 |  |  | Non-Lead | No Tier
0440340020076 | 8428 | Burkhart Rd | Houston | 77055 |  | 29.79 | -95.49821 | Non-Lead - Other | Don't Know | After 2014 | (CIP 2025) Service Line Replacement | Unknown - Material Unknown | Before 1989 |  | Unknown |  |  |  | Single Family Residence |  |  |  | Tier 1 |  |  | Unknown | No Tier
0780330010020 | 8638 | Merlin Dr | Houston | 77055 |  | 29.79229 | -95.50348 | Non-Lead | Don't Know | Unknown |  | Non-Lead - Other | After 2014 | Pex Water line updated summer 2024 | Non-Lead |  |  |  | Single Family Residence |  |  |  | Tier 5 |  |  | Non-Lead | No Tier
0800600000013 | 8829 | Merlin Dr | Houston | 77055 |  | 29.79307 | -95.50566 | Non-Lead | Don't Know | Unknown |  | Non-Lead | Between 1989 and 2014 |  | Non-Lead |  |  |  | Single Family Residence |  |  |  | Tier 5 |  |  | Non-Lead | No Tier
0800560000002 | 8717 | Cedardale Dr | Houston | 77055 |  | 29.79464 | -95.50336 | Non-Lead | Don't Know | Unknown |  | Unknown - Material Unknown | Before 1989 |  | Unknown |  |  |  | Single Family Residence |  |  |  | Tier 5 |  |  | Unknown | No Tier
0772490010006 | 9026 | Bace Dr | Houston | 77055 |  | 29.78871 | -95.51221 | Non-Lead | Don't Know | Unknown |  | Non-Lead | After 2014 |  | Non-Lead |  |  |  | Single Family Residence |  |  |  | Tier 5 |  |  | Non-Lead | No Tier
0800590000008 | 1305 | Ben Hur Dr | Houston | 77055 |  | 29.79237 | -95.50624 | Non-Lead | Don't Know | Unknown |  | Non-Lead | Between 1989 and 2014 |  | Non-Lead |  |  |  | Single Family Residence |  |  |  | Tier 5 |  |  | Non-Lead | No Tier
0791300120207 | 8413 | Raylin Dr | Houston | 77055 |  | 29.79307 | -95.4965 | Non-Lead | Don't Know | Unknown |  | Non-Lead | Between 1989 and 2014 |  | Non-Lead |  |  |  | Single Family Residence |  |  |  | Tier 5 |  |  | Non-Lead | No Tier
0772490010003 | 9038 | Bace Dr | Houston | 77055 |  | 29.78871 | -95.51309 | Non-Lead | Don't Know | Unknown |  | Non-Lead | Between 1989 and 2014 |  | Non-Lead |  |  |  | Single Family Residence |  |  |  | Tier 5 |  |  | Non-Lead | No Tier
0780330020006 | 8619 | Merlin Dr | Houston | 77055 |  | 29.79183 | -95.50225 | Non-Lead | Don't Know | Unknown |  | Non-Lead | Between 1989 and 2014 |  | Non-Lead |  |  |  | Single Family Residence |  |  |  | Tier 5 |  |  | Non-Lead | No Tier
0800590000005 | 1317 | Ben Hur Dr | Houston | 77055 |  | 29.79309 | -95.50624 | Non-Lead | Don't Know | Unknown |  | Unknown - Material Unknown | Before 1989 |  | Unknown |  |  |  | Single Family Residence |  |  |  | Tier 5 |  |  | Unknown | No Tier
0791300080154 | 8404 | Lofland Dr | Houston | 77055 |  | 29.7947 | -95.49722 | Non-Lead | Don't Know | Unknown |  | Non-Lead | Between 1989 and 2014 |  | Non-Lead |  |  |  | Single Family Residence |  |  |  | Tier 5 |  |  | Non-Lead | No Tier
0800580000002 | 8714 | Lanell Ln | Houston | 77055 |  | 29.7963 | -95.50321 | Non-Lead | Don't Know | Unknown |  | Unknown - Material Unknown | Before 1989 |  | Unknown |  |  |  | Single Family Residence |  |  |  | Tier 5 |  |  | Unknown | No Tier
0800570000011 | 8714 | Cedardale Dr | Houston | 77055 |  | 29.79525 | -95.50311 | Non-Lead | Don't Know | Unknown |  | Non-Lead | After 2014 |  | Non-Lead |  |  |  | Single Family Residence |  |  |  | Tier 5 |  |  | Non-Lead | No Tier
0791300080144 | 1417 | Neeley Dr | Houston | 77055 |  | 29.79492 | -95.49942 | Non-Lead | Don't Know | Unknown |  | Unknown - Material Unknown | Before 1989 |  | Unknown |  |  |  | Single Family Residence |  |  |  | Tier 5 |  |  | Unknown | No Tier
0791300080147 | 8432 | Lofland Dr | Houston | 77055 |  | 29.7954 | -95.49898 | Non-Lead | Don't Know | Unknown |  | Non-Lead | Between 1989 and 2014 |  | Non-Lead |  |  |  | Single Family Residence |  |  |  | Tier 5 |  |  | Non-Lead | No Tier
0761470030024 | 1217 | Tamy Ln | Houston | 77055 |  | 29.7903 | -95.51311 | Non-Lead | Don't Know | Unknown |  | Unknown - Material Unknown | Before 1989 |  | Unknown |  |  |  | Single Family Residence |  |  |  | Tier 5 |  |  | Unknown | No Tier
0440340020082 | 8410 | Burkhart Rd | Houston | 77055 |  | 29.79 | -95.4969 | Non-Lead - Other | Don't Know | After 2014 | (CIP 2025) Service Line Replacement | Non-Lead | Between 1989 and 2014 |  | Non-Lead |  |  |  | Single Family Residence |  |  |  | Tier 1 |  |  | Non-Lead | No Tier
0800550000002 | 8717 | Westview Dr | Houston | 77055 |  | 29.79353 | -95.50324 | Lead | Don't Know | Unknown |  | Non-Lead | After 2014 |  | Lead |  |  |  | Single Family Residence |  |  |  | Tier 1 |  |  | Lead | No Tier
0791300110186 | 1328 | Bingle Rd | Houston | 77055 |  | 29.7932 | -95.50011 | Non-Lead | Don't Know | Unknown |  | Unknown - Material Unknown | Before 1989 |  | Unknown |  |  |  | Single Family Residence |  |  |  | Tier 5 |  |  | Unknown | No Tier
0800580000003 | 8710 | Lanell Ln | Houston | 77055 |  | 29.79631 | -95.50291 | Non-Lead | Don't Know | Unknown |  | Unknown - Material Unknown | Before 1989 |  | Unknown |  |  |  | Single Family Residence |  |  |  | Tier 5 |  |  | Unknown | No Tier
0440340020381 | 8602 | Westview Dr | Houston | 77055 |  | 29.79421 | -95.50069 | Lead | Don't Know | Unknown |  | Non-Lead - Other | Before 1989 |  | Lead |  |  |  | Single Family Residence |  |  |  | Tier 1 |  |  | Lead | No Tier
0800590000002 | 8835 | Merlin Dr | Houston | 77055 |  | 29.79383 | -95.506 | Non-Lead | Don't Know | Unknown |  | Unknown - Material Unknown | Before 1989 |  | Unknown |  |  |  | Single Family Residence |  |  |  | Tier 5 |  |  | Unknown | No Tier
0772490040006 | 1102 | Loeser Dr | Houston | 77055 |  | 29.78682 | -95.51134 | Non-Lead | Don't Know | Unknown |  | Non-Lead | Between 1989 and 2014 |  | Non-Lead |  |  |  | Single Family Residence |  |  |  | Tier 5 |  |  | Non-Lead | No Tier
0800560000013 | 8718 | Westview Dr | Houston | 77055 |  | 29.79418 | -95.50356 | Lead | Don't Know | Unknown |  | Non-Lead | After 2014 |  | Lead |  |  |  | Single Family Residence |  |  |  | Tier 1 |  |  | Lead | No Tier
0772490020016 | 1117 | Lone Star Dr | Houston | 77055 |  | 29.78815 | -95.51316 | Non-Lead | Don't Know | Unknown |  | Unknown - Material Unknown | Before 1989 |  | Unknown |  |  |  | Single Family Residence |  |  |  | Tier 5 |  |  | Unknown | No Tier
0660350000005 | 1201 | Bingle Rd | Houston | 77055 |  | 29.78957 | -95.50092 | Non-Lead | Don't Know | Unknown |  | Unknown - Material Unknown | Before 1989 |  | Unknown |  |  |  | Single Family Residence |  |  |  | Tier 5 |  |  | Unknown | No Tier
0772490020009 | 1015 | Lone Star Dr | Houston | 77055 |  | 29.78615 | -95.51316 | Non-Lead | Don't Know | Unknown |  | Non-Lead | After 2014 |  | Non-Lead |  |  |  | Single Family Residence |  |  |  | Tier 5 |  |  | Non-Lead | No Tier
0761470020020 | 9013 | Randy Dr | Houston | 77055 |  | 29.78985 | -95.51173 | Non-Lead | Don't Know | Unknown |  | Non-Lead | Between 1989 and 2014 |  | Non-Lead |  |  |  | Single Family Residence |  |  |  | Tier 5 |  |  | Non-Lead | No Tier
0772490030017 | 1121 | Loeser Dr | Houston | 77055 |  | 29.78816 | -95.5121 | Non-Lead | Don't Know | Unknown |  | Non-Lead | Between 1989 and 2014 |  | Non-Lead |  |  |  | Single Family Residence |  |  |  | Tier 5 |  |  | Non-Lead | No Tier
0791300110193 | 1332 | Neeley Dr | Houston | 77055 |  | 29.79341 | -95.49913 | Non-Lead | Don't Know | Unknown |  | Unknown - Material Unknown | Before 1989 |  | Unknown |  |  |  | Single Family Residence |  |  |  | Tier 5 |  |  | Unknown | No Tier
0800590000001 | 8817 | Westview Dr | Houston | 77055 |  | 29.79383 | -95.50629 | Non-Lead | Don't Know | Unknown |  | Non-Lead - Plastic | After 2014 | Resident confirmed plumbing replaced in 2024 | Non-Lead |  |  |  | Single Family Residence |  |  |  | Tier 5 |  |  | Non-Lead | No Tier
0761470040040 | 9022 | Randy Dr | Houston | 77055 |  | 29.79042 | -95.51253 | Non-Lead | Don't Know | Unknown |  | Unknown - Material Unknown | Before 1989 |  | Unknown |  |  |  | Single Family Residence |  |  |  | Tier 5 |  |  | Unknown | No Tier
0772490040009 | 1015 | Traweek St | Houston | 77055 |  | 29.78614 | -95.51095 | Non-Lead | Don't Know | Unknown |  | Non-Lead | Between 1989 and 2014 |  | Non-Lead |  |  |  | Single Family Residence |  |  |  | Tier 5 |  |  | Non-Lead | No Tier
0800580000004 | 8706 | Lanell Ln | Houston | 77055 |  | 29.79631 | -95.50263 | Non-Lead | Don't Know | Unknown |  | Unknown - Material Unknown | Before 1989 |  | Unknown |  |  |  | Single Family Residence |  |  |  | Tier 5 |  |  | Unknown | No Tier
0772490040002 | 1118 | Loeser Dr | Houston | 77055 |  | 29.78793 | -95.51144 | Non-Lead | Don't Know | Unknown |  | Unknown - Material Unknown | Between 1989 and 2014 |  | Unknown |  |  |  | Single Family Residence |  |  |  | Tier 5 |  |  | Unknown | No Tier
0791300080143 | 1413 | Neeley Dr | Houston | 77055 |  | 29.79469 | -95.49943 | Non-Lead | Don't Know | Unknown |  | Non-Lead | After 2014 |  | Non-Lead |  |  |  | Single Family Residence |  |  |  | Tier 5 |  |  | Non-Lead | No Tier
0800540000006 | 8701 | Lupton Ln | Houston | 77055 |  | 29.79261 | -95.5022 | Non-Lead | Don't Know | Unknown |  | Non-Lead | Between 1989 and 2014 |  | Non-Lead |  |  |  | Single Family Residence |  |  |  | Tier 5 |  |  | Non-Lead | No Tier
0772490030012 | 1107 | Loeser Dr | Houston | 77055 |  | 29.78702 | -95.51194 | Non-Lead | Don't Know | Unknown |  | Unknown - Material Unknown | Before 1989 |  | Unknown |  |  |  | Single Family Residence |  |  |  | Tier 5 |  |  | Unknown | No Tier
0772490030009 | 1015 | Loeser Dr | Houston | 77055 |  | 29.78617 | -95.51205 | Non-Lead | Don't Know | Unknown |  | Unknown - Material Unknown | Before 1989 |  | Unknown |  |  |  | Single Family Residence |  |  |  | Tier 5 |  |  | Unknown | No Tier
0772490030004 | 1106 | Lone Star Dr | Houston | 77055 |  | 29.78732 | -95.51234 | Non-Lead | Don't Know | Unknown |  | Non-Lead | After 2014 |  | Non-Lead |  |  |  | Single Family Residence |  |  |  | Tier 5 |  |  | Non-Lead | No Tier
0440340020304 | 1500 | Cedarbrook Dr | Houston | 77055 |  | 29.79629 | -95.50614 | Non-Lead | Don't Know | Unknown |  | Non-Lead | Between 1989 and 2014 |  | Non-Lead |  |  |  | Single Family Residence |  |  |  | Tier 5 |  |  | Non-Lead | No Tier
0791300080146 | 1423 | Neeley Dr | Houston | 77055 |  | 29.79507 | -95.49919 | Non-Lead | Don't Know | Unknown |  | Unknown - Material Unknown | Before 1989 |  | Unknown |  |  |  | Single Family Residence |  |  |  | Tier 5 |  |  | Unknown | No Tier
0791300120206 | 8417 | Raylin Dr | Houston | 77055 |  | 29.79307 | -95.49676 | Non-Lead | Don't Know | Unknown |  | Unknown - Material Unknown | Before 1989 |  | Unknown |  |  |  | Single Family Residence |  |  |  | Tier 5 |  |  | Unknown | No Tier
0780330020004 | 8611 | Merlin Dr | Houston | 77055 |  | 29.79184 | -95.50163 | Non-Lead | Don't Know | Unknown |  | Unknown - Material Unknown | Before 1989 |  | Unknown |  |  |  | Single Family Residence |  |  |  | Tier 5 |  |  | Unknown | No Tier
0791300100182 | 8406 | Raylin Dr | Houston | 77055 |  | 29.79353 | -95.49616 | Non-Lead | Don't Know | Unknown |  | Non-Lead | Between 1989 and 2014 |  | Non-Lead |  |  |  | Single Family Residence |  |  |  | Tier 5 |  |  | Non-Lead | No Tier
0780330020005 | 8615 | Merlin Dr | Houston | 77055 |  | 29.79184 | -95.50194 | Non-Lead | Don't Know | Unknown |  | Non-Lead | Between 1989 and 2014 |  | Non-Lead |  |  |  | Single Family Residence |  |  |  | Tier 5 |  |  | Non-Lead | No Tier
0772490040012 | 1105 | Traweek St | Houston | 77055 |  | 29.78697 | -95.51091 | Non-Lead | Don't Know | Unknown |  | Non-Lead | Between 1989 and 2014 |  | Non-Lead |  |  |  | Single Family Residence |  |  |  | Tier 5 |  |  | Non-Lead | No Tier
0800590000011 | 1241 | Ben Hur Dr | Houston | 77055 |  | 29.79163 | -95.50622 | Non-Lead | Don't Know | Unknown |  | Unknown - Material Unknown | Before 1989 |  | Unknown |  |  |  | Single Family Residence |  |  |  | Tier 5 |  |  | Unknown | No Tier
0800550000010 | 8609 | Westview Dr | Houston | 77055 |  | 29.79352 | -95.50121 | Lead | Don't Know | Unknown |  | Unknown - Material Unknown | Before 1989 |  | Lead |  |  |  | Single Family Residence |  |  |  | Tier 1 |  |  | Lead | No Tier
0800540000003 | 8713 | Lupton Ln | Houston | 77055 |  | 29.79262 | -95.50299 | Non-Lead | Don't Know | Unknown |  | Unknown - Material Unknown | Before 1989 |  | Unknown |  |  |  | Single Family Residence |  |  |  | Tier 5 |  |  | Unknown | No Tier
0440340020075 | 8422 | Burkhart Rd | Houston | 77055 |  | 29.79 | -95.4979 | Non-Lead - Other | Don't Know | After 2014 | (CIP 2025) Service Line Replacement | Non-Lead | Between 1989 and 2014 |  | Non-Lead |  |  |  | Single Family Residence |  |  |  | Tier 1 |  |  | Non-Lead | No Tier
0660530000029 | 1241 | Fries Rd | Houston | 77055 |  | 29.7899 | -95.50873 | Non-Lead | Don't Know | Unknown |  | Lead | Before 1989 |  | Lead |  |  |  | Single Family Residence |  |  |  | Tier 1 |  |  | Lead | No Tier
0772490060009 | 1013 | Traweek St | Houston | 77055 |  | 29.78574 | -95.51101 | Non-Lead | Don't Know | Unknown |  | Non-Lead | Between 1989 and 2014 |  | Non-Lead |  |  |  | Single Family Residence |  |  |  | Tier 5 |  |  | Non-Lead | No Tier
0791300120200 | 8441 | Raylin Dr | Houston | 77055 |  | 29.79306 | -95.49821 | Non-Lead | Don't Know | Unknown |  | Unknown - Material Unknown | Before 1989 |  | Unknown |  |  |  | Single Family Residence |  |  |  | Tier 5 |  |  | Unknown | No Tier
0761470040039 | 9018 | Randy Dr | Houston | 77055 |  | 29.79039 | -95.51221 | Non-Lead | Don't Know | Unknown |  | Non-Lead | Between 1989 and 2014 |  | Non-Lead |  |  |  | Single Family Residence |  |  |  | Tier 5 |  |  | Non-Lead | No Tier
0791300100173 | 8436 | Raylin Dr | Houston | 77055 |  | 29.79352 | -95.49811 | Non-Lead | Don't Know | Unknown |  | Unknown - Material Unknown | Before 1989 |  | Unknown |  |  |  | Single Family Residence |  |  |  | Tier 5 |  |  | Unknown | No Tier
0800550000004 | 8709 | Westview Dr | Houston | 77055 |  | 29.79353 | -95.50274 | Lead | Don't Know | Unknown |  | Non-Lead | After 2014 |  | Lead |  |  |  | Single Family Residence |  |  |  | Tier 1 |  |  | Lead | No Tier
0791300110187 | 1324 | Bingle Rd | Houston | 77055 |  | 29.79299 | -95.50012 | Non-Lead | Don't Know | Unknown |  | Unknown - Material Unknown | Before 1989 |  | Unknown |  |  |  | Single Family Residence |  |  |  | Tier 5 |  |  | Unknown | No Tier
0800560000015 | 8708 | Westview Dr | Houston | 77055 |  | 29.79417 | -95.50291 | Lead | Don't Know | Unknown |  | Unknown - Material Unknown | Before 1989 |  | Lead |  |  |  | Single Family Residence |  |  |  | Tier 1 |  |  | Lead | No Tier
0791300120201 | 8437 | Raylin Dr | Houston | 77055 |  | 29.79306 | -95.49798 | Non-Lead | Don't Know | Unknown |  | Unknown - Material Unknown | Before 1989 |  | Unknown |  |  |  | Single Family Residence |  |  |  | Tier 5 |  |  | Unknown | No Tier
0791300110190 | 1327 | Neeley Dr | Houston | 77055 |  | 29.7932 | -95.49972 | Non-Lead | Don't Know | Unknown |  | Unknown - Material Unknown | Before 1989 |  | Unknown |  |  |  | Single Family Residence |  |  |  | Tier 5 |  |  | Unknown | No Tier
0791300100169 | 8435 | Westview Dr | Houston | 77055 |  | 29.79396 | -95.49744 | Non-Lead | Don't Know | Unknown |  | Unknown - Material Unknown | Before 1989 |  | Unknown |  |  |  | Single Family Residence |  |  |  | Tier 5 |  |  | Unknown | No Tier
0660530000026 | 1258 | Fries Rd | Houston | 77055 |  | 29.79087 | -95.50792 | Non-Lead | Don't Know | Unknown |  | Non-Lead | Between 1989 and 2014 |  | Non-Lead |  |  |  | Single Family Residence |  |  |  | Tier 5 |  |  | Non-Lead | No Tier
1100330000031 | 8312 | Winningham Ln | Houston | 77055 |  | 29.78859 | -95.49332 | Non-Lead - Other | Yes | After 2014 | Replaced November 2024 as part of CIP project | Unknown - Material Unknown | Before 1989 |  | Unknown |  |  |  | Single Family Residence |  |  |  | Tier 1 |  |  | Unknown | No Tier
0772490050007 | 1022 | Traweek St | Houston | 77055 |  | 29.7862 | -95.51034 | Non-Lead | Don't Know | Unknown |  | Non-Lead | After 2014 |  | Non-Lead |  |  |  | Single Family Residence |  |  |  | Tier 5 |  |  | Non-Lead | No Tier
0810660000003 | 1021 | Teresa Dr | Houston | 77055 |  | 29.78621 | -95.50477 | Non-Lead | Don't Know | Unknown |  | Non-Lead | Between 1989 and 2014 |  | Non-Lead |  |  |  | Single Family Residence |  |  |  | Tier 5 |  |  | Non-Lead | No Tier
1100290000007 | 8331 | Winningham Ln | Houston | 77055 |  | 29.78808 | -95.49365 | Non-Lead - Other | Don't Know | Unknown | (CIP 2024) Service Line Replacement | Unknown - Material Unknown | Before 1989 |  | Unknown |  |  |  | Single Family Residence |  |  |  | Tier 1 |  |  | Lead | No Tier
0731590010002 | 1010 | Bade St | Houston | 77055 |  | 29.78549 | -95.51787 | Lead | Don't Know | Unknown |  | Unknown - Material Unknown | Before 1989 |  | Lead |  |  |  | Single Family Residence |  |  |  | Tier 1 |  |  | Lead | No Tier
1160470010009 | 23 | Woodsborough Cir | Houston | 77055 |  | 29.78706 | -95.49939 | Non-Lead | Don't Know | Unknown |  | Non-Lead | Between 1989 and 2014 |  | Non-Lead |  |  |  | Single Family Residence |  |  |  | Tier 5 |  |  | Non-Lead | No Tier
1171850010003 | 8414 | Winningham Ln | Houston | 77055 |  | 29.78883 | -95.49626 | Non-Lead - Other | Don't Know | After 2014 | Replaced in April 2025 CIP project | Non-Lead | Between 1989 and 2014 |  | Non-Lead |  |  |  | Single Family Residence |  |  |  | Tier 1 |  |  | Non-Lead | No Tier
1100290000009 | 8325 | Winningham Ln | Houston | 77055 |  | 29.78808 | -95.49321 | Non-Lead - Other | Yes | After 2014 | Replaced November 2024 as a part of CIP project | Lead | Before 1989 |  | Lead |  |  |  | Single Family Residence |  |  |  | Tier 1 |  |  | Lead | No Tier
1099050000005 | 9142 | Cardwell Dr | Houston | 77055 |  | 29.78764 | -95.51645 | Lead | Don't Know | Unknown |  | Unknown - Material Unknown | Before 1989 |  | Lead |  |  |  | Single Family Residence |  |  |  | Tier 1 |  |  | Lead | No Tier
0772490050008 | 1018 | Traweek St | Houston | 77055 |  | 29.78591 | -95.51035 | Non-Lead | Don't Know | Unknown |  | Non-Lead | Between 1989 and 2014 |  | Non-Lead |  |  |  | Single Family Residence |  |  |  | Tier 5 |  |  | Non-Lead | No Tier
1302550010005 | 5 | Burkhart Forest Ct | Houston | 77055 |  | 29.79032 | -95.49614 | Non-Lead | Don't Know | Unknown |  | Non-Lead | Between 1989 and 2014 |  | Non-Lead |  |  |  | Single Family Residence |  |  |  | Tier 5 |  |  | Non-Lead | No Tier
1209480020002 | 1127 | Joshua Ln | Houston | 77055 |  | 30.0085 | -95.4117 | Non-Lead | Don't Know | Unknown |  | Non-Lead | Between 1989 and 2014 |  | Non-Lead |  |  |  | Single Family Residence |  |  |  | Tier 5 |  |  | Non-Lead | No Tier
1112290000008 | 8840 | Cavell St | Houston | 77055 |  | 29.78667 | -95.50659 | Non-Lead | Don't Know | Unknown |  | Unknown - Material Unknown | Before 1989 |  | Unknown |  |  |  | Single Family Residence |  |  |  | Tier 5 |  |  | Unknown | No Tier
0805570000327 | 8409 | Cedarbrake Dr | Houston | 77055 |  | 29.79062 | -95.49617 | Non-Lead | Don't Know | Unknown |  | Non-Lead | After 2014 |  | Non-Lead |  |  |  | Single Family Residence |  |  |  | Tier 5 |  |  | Non-Lead | No Tier
0761470040036 | 9008 | Randy Dr | Houston | 77055 |  | 29.7903 | -95.51127 | Non-Lead | Don't Know | Unknown |  | Non-Lead | Between 1989 and 2014 |  | Non-Lead |  |  |  | Single Family Residence |  |  |  | Tier 5 |  |  | Non-Lead | No Tier
0991580000010 | 8919 | Echo Valley Dr | Houston | 77055 |  | 29.78561 | -95.50949 | Lead | Don't Know | Unknown |  | Unknown - Material Unknown | Before 1989 |  | Lead |  |  |  | Single Family Residence |  |  |  | Tier 1 |  |  | Lead | No Tier
0822730000087 | 8825 | Cedarbrake Dr | Houston | 77055 |  | 29.79095 | -95.50569 | Non-Lead | Don't Know | Unknown |  | Unknown - Material Unknown | Before 1989 |  | Unknown |  |  |  | Single Family Residence |  |  |  | Tier 5 |  |  | Unknown | No Tier
0943260000010 | 8711 | Green Valley Dr | Houston | 77055 |  | 29.78714 | -95.50259 | Non-Lead | Don't Know | Unknown |  | Unknown - Material Unknown | Before 1989 |  | Unknown |  |  |  | Single Family Residence |  |  |  | Tier 5 |  |  | Unknown | No Tier
1289170030004 | 14 | Windsor Pl | Houston | 77055 |  | 29.7941 | -95.51285 | Non-Lead | Don't Know | Unknown |  | Non-Lead | Between 1989 and 2014 |  | Non-Lead |  |  |  | Single Family Residence |  |  |  | Tier 5 |  |  | Non-Lead | No Tier
1099060000013 | 9135 | Penn Manor Ct | Houston | 77055 |  | 29.78594 | -95.51621 | Lead | Don't Know | Unknown |  | Lead | Before 1989 |  | Lead |  |  |  | Single Family Residence |  |  |  | Tier 1 |  |  | Lead | No Tier
0810320000054 | 1405 | Cedarbrook Dr | Houston | 77055 |  | 29.79447 | -95.50547 | Non-Lead | Don't Know | Unknown |  | Unknown - Material Unknown | Before 1989 |  | Unknown |  |  |  | Single Family Residence |  |  |  | Tier 5 |  |  | Unknown | No Tier
1259850010011 | 28 | N Creekside Ct | Houston | 77055 |  | 29.78777 | -95.49366 | Non-Lead | Don't Know | Unknown |  | Non-Lead | Between 1989 and 2014 |  | Non-Lead |  |  |  | Single Family Residence |  |  |  | Tier 5 |  |  | Non-Lead | No Tier
1100330000016 | 8308 | Burkhart Ct | Houston | 77055 |  | 29.78951 | -95.49324 | Non-Lead - Other | Yes | After 2014 | Replaced in November 2024 as part of CIP project | Unknown - Material Unknown | Before 1989 |  | Unknown |  |  |  | Single Family Residence |  |  |  | Tier 1 |  |  | Unknown | No Tier
1041080000002 | 1129 | Bade St | Houston | 77055 |  | 29.78757 | -95.51838 | Non-Lead | Don't Know | Unknown |  | Non-Lead | Between 1989 and 2014 |  | Non-Lead |  |  |  | Single Family Residence |  |  |  | Tier 5 |  |  | Non-Lead | No Tier
0805520000255 | 8421 | Merlin Dr | Houston | 77055 |  | 29.79183 | -95.49705 | Non-Lead | Don't Know | Unknown |  | Non-Lead | Between 1989 and 2014 |  | Non-Lead |  |  |  | Single Family Residence |  |  |  | Tier 5 |  |  | Non-Lead | No Tier
0805500000243 | 1319 | Pech Rd | Houston | 77055 |  | 29.79279 | -95.49581 | Non-Lead | Don't Know | Unknown |  | Unknown - Material Unknown | Before 1989 |  | Unknown |  |  |  | Single Family Residence |  |  |  | Tier 5 |  |  | Unknown | No Tier
1174640000003 | 8910 | Cardwell Dr | Houston | 77055 |  | 29.78719 | -95.50892 | Non-Lead | Don't Know | Unknown |  | Non-Lead | Between 1989 and 2014 |  | Non-Lead |  |  |  | Single Family Residence |  |  |  | Tier 5 |  |  | Non-Lead | No Tier
0805570000323 | 8421 | Cedarbrake Dr | Houston | 77055 |  | 29.79061 | -95.49692 | Non-Lead | Don't Know | Unknown |  | Unknown - Material Unknown | Before 1989 |  | Unknown |  |  |  | Single Family Residence |  |  |  | Tier 5 |  |  | Unknown | No Tier
0805560000317 | 1307 | Pech Rd | Houston | 77055 |  | 29.79158 | -95.49579 | Non-Lead | Don't Know | Unknown |  | Unknown - Material Unknown | Before 1989 |  | Unknown |  |  |  | Single Family Residence |  |  |  | Tier 5 |  |  | Unknown | No Tier
1259850010034 | 70 | S Creekside Ct | Houston | 77055 |  | 29.78727 | -95.49439 | Non-Lead | Don't Know | Unknown |  | Non-Lead | Between 1989 and 2014 |  | Non-Lead |  |  |  | Single Family Residence |  |  |  | Tier 5 |  |  | Non-Lead | No Tier
1160470010020 | 16 | Woodsborough Cir | Houston | 77055 |  | 29.78792 | -95.49991 | Non-Lead | Don't Know | Unknown |  | Non-Lead | Between 1989 and 2014 |  | Non-Lead |  |  |  | Single Family Residence |  |  |  | Tier 5 |  |  | Non-Lead | No Tier
0833270000028 | 1321 | Mickey Way | Houston | 77055 |  | 29.7931 | -95.51089 | Non-Lead | Don't Know | Unknown |  | Non-Lead | After 2014 |  | Non-Lead |  |  |  | Single Family Residence |  |  |  | Tier 5 |  |  | Non-Lead | No Tier
0803050000020 | 8921 | Bace Dr | Houston | 77055 |  | 29.788 | -95.50974 | Non-Lead | Don't Know | Unknown |  | Unknown - Material Unknown | Before 1989 |  | Unknown |  |  |  | Single Family Residence |  |  |  | Tier 5 |  |  | Unknown | No Tier
0822730000101 | 8830 | Cedarspur Dr | Houston | 77055 |  | 29.79063 | -95.50548 | Non-Lead | Don't Know | Unknown |  | Non-Lead | After 2014 |  | Non-Lead |  |  |  | Single Family Residence |  |  |  | Tier 5 |  |  | Non-Lead | No Tier
1100310000008 | 8308 | Cedarspur Dr | Houston | 77055 |  | 29.79043 | -95.49354 | Non-Lead - Other | Yes | After 2014 | October 2024 replaced as part of CIP project | Unknown - Material Unknown | Before 1989 |  | Unknown |  |  |  | Single Family Residence |  |  |  | Tier 1 |  |  | Unknown | No Tier
1224840010003 | 8842 | Inverness Park Way | Houston | 77055 |  | 29.79277 | -95.50759 | Non-Lead | Don't Know | Unknown |  | Non-Lead | Between 1989 and 2014 |  | Non-Lead |  |  |  | Single Family Residence |  |  |  | Tier 5 |  |  | Non-Lead | No Tier
0761470010006 | 9018 | Elizabeth Rd | Houston | 77055 |  | 29.79122 | -95.5122 | Non-Lead | Don't Know | Unknown |  | Non-Lead | After 2014 |  | Non-Lead |  |  |  | Single Family Residence |  |  |  | Tier 5 |  |  | Non-Lead | No Tier
1286350010001 | 1330 | Beutel Dr | Houston | 77055 |  | 29.79382 | -95.51179 | Non-Lead | Don't Know | Unknown |  | Non-Lead | Between 1989 and 2014 |  | Non-Lead |  |  |  | Single Family Residence |  |  |  | Tier 5 |  |  | Non-Lead | No Tier
0805600000366 | 1222 | Krist Dr | Houston | 77055 |  | 29.79076 | -95.49249 | Non-Lead | Don't Know | Unknown |  | Non-Lead - Plastic | After 2014 | Resident replaced plumbing in January 2025 | Non-Lead |  |  |  | Single Family Residence |  |  |  | Tier 5 |  |  | Non-Lead | No Tier
1252130010002 | 1441 | Bingle Rd | Houston | 77055 |  | 29.79596 | -95.5008 | Non-Lead | Don't Know | Unknown |  | Unknown - Material Unknown | Before 1989 |  | Unknown |  |  |  | Single Family Residence |  |  |  | Tier 5 |  |  | Unknown | No Tier
0761470020021 | 9017 | Randy Dr | Houston | 77055 |  | 29.7899 | -95.51206 | Non-Lead | Don't Know | Unknown |  | Unknown - Material Unknown | Before 1989 |  | Unknown |  |  |  | Single Family Residence |  |  |  | Tier 5 |  |  | Unknown | No Tier
1157540000003 | 1418 | Bingle Rd | Houston | 77055 |  | 29.79468 | -95.50004 | Non-Lead | Don't Know | Unknown |  | Non-Lead | Between 1989 and 2014 |  | Non-Lead |  |  |  | Single Family Residence |  |  |  | Tier 5 |  |  | Non-Lead | No Tier
0440340020026 | 1175 | Adkins Road | Houston | 77055 |  | 29.788061214697635 | -95.52052307216242 | Non-Lead | Don't Know | Unknown |  | Unknown - Material Unknown | Unknown |  | Unknown |  |  |  | Building |  |  |  | Tier 5 |  |  | Unknown | No Tier
0805500000230 | 10 | Tam Ct | Houston | 77055 |  | 29.79268 | -95.49775 | Non-Lead | Don't Know | Unknown |  | Unknown - Material Unknown | Before 1989 |  | Unknown |  |  |  | Single Family Residence |  |  |  | Tier 5 |  |  | Unknown | No Tier
0731590040001 | 9219 | Hilldale St. | Houston | 77055 |  | 29.78769 | -95.51937 | Non-Lead | Don't Know | Unknown |  | Non-Lead | After 2014 |  | Non-Lead |  |  |  | Single Family Residence |  |  |  | Tier 5 |  |  | Non-Lead | No Tier
0800570000005 | 8705 | Lanell Ln | Houston | 77055 |  | 29.79565 | -95.5026 | Non-Lead | Don't Know | Unknown |  | Unknown - Material Unknown | Before 1989 |  | Unknown |  |  |  | Single Family Residence |  |  |  | Tier 5 |  |  | Unknown | No Tier
0805530000267 | 8334 | Leafy Ln | Houston | 77055 |  | 29.79341 | -95.49428 | Non-Lead | Don't Know | Unknown |  | Non-Lead | Between 1989 and 2014 |  | Non-Lead |  |  |  | Single Family Residence |  |  |  | Tier 5 |  |  | Non-Lead | No Tier
0791300110196 | 1335 | Modiste St | Houston | 77055 |  | 29.79363 | -95.49873 | Non-Lead | Don't Know | Unknown |  | Unknown - Material Unknown | Before 1989 |  | Unknown |  |  |  | Single Family Residence |  |  |  | Tier 5 |  |  | Unknown | No Tier
0912350000008 | 8702 | Burkhart Road | Spring Valley Village | 77055 |  | 29.78952305064672 | -95.50172543658006 | Non-Lead | Don't Know | Unknown |  | Unknown - Material Unknown | Unknown |  | Unknown |  |  |  | Other |  |  |  | Tier 5 |  |  | Unknown | No Tier
1147030000003 | 1404 | Beutel Dr | Houston | 77055 |  | 29.79361 | -95.51112 | Lead | Don't Know | Unknown |  | Unknown - Material Unknown | Before 1989 |  | Lead |  |  |  | Single Family Residence |  |  |  | Tier 1 |  |  | Lead | No Tier
1145170010009 | 9104 | Hilldale St. | Houston | 77055 |  | 29.78866 | -95.51597 | Lead | Don't Know | Unknown |  | Unknown - Material Unknown | Before 1989 |  | Lead |  |  |  | Single Family Residence |  |  |  | Tier 1 |  |  | Lead | No Tier
0805540000294 | 8323 | Leafy Ln | Houston | 77055 |  | 29.79271 | -95.4942 | Non-Lead | Don't Know | Unknown |  | Non-Lead | Between 1989 and 2014 |  | Non-Lead |  |  |  | Single Family Residence |  |  |  | Tier 5 |  |  | Non-Lead | No Tier
0800570000001 | 8721 | Lanell Ln | Houston | 77055 |  | 29.79566 | -95.50363 | Non-Lead | Don't Know | Unknown |  | Unknown - Material Unknown | Before 1989 |  | Unknown |  |  |  | Single Family Residence |  |  |  | Tier 5 |  |  | Unknown | No Tier
1100330000019 | 8321 | Burkhart Ct | Houston | 77055 |  | 29.78901 | -95.49366 | Non-Lead - Other | Yes | After 2014 | Replaced in November 2024 as part of CIP project | Unknown - Material Unknown | Before 1989 |  | Unknown |  |  |  | Single Family Residence |  |  |  | Tier 1 |  |  | Unknown | No Tier
0810320000059 | 1425 | Cedarbrook Dr | Houston | 77055 |  | 29.79565 | -95.50629 | Non-Lead | Don't Know | Unknown |  | Unknown - Material Unknown | Before 1989 |  | Unknown |  |  |  | Single Family Residence |  |  |  | Tier 5 |  |  | Unknown | No Tier
1289170020011 | 35 | Windsor Ct | Houston | 77055 |  | 29.79362 | -95.51293 | Non-Lead | Don't Know | Unknown |  | Non-Lead | Between 1989 and 2014 |  | Non-Lead |  |  |  | Single Family Residence |  |  |  | Tier 5 |  |  | Non-Lead | No Tier
1259850010005 | 10 | N Creekside Ct | Houston | 77055 |  | 29.78777 | -95.4951 | Non-Lead | Don't Know | Unknown |  | Non-Lead | Between 1989 and 2014 |  | Non-Lead |  |  |  | Single Family Residence |  |  |  | Tier 5 |  |  | Non-Lead | No Tier
0803040000003 | 8930 | Bace Dr | Houston | 77055 |  | 29.78864 | -95.51031 | Non-Lead | Don't Know | Unknown |  | Unknown - Material Unknown | Before 1989 |  | Unknown |  |  |  | Single Family Residence |  |  |  | Tier 5 |  |  | Unknown | No Tier
1000390000005 | 9007 | Lupton Ct | Houston | 77055 |  | 29.7925 | -95.51258 | Non-Lead | Don't Know | Unknown |  | Unknown - Material Unknown | Before 1989 |  | Unknown |  |  |  | Single Family Residence |  |  |  | Tier 5 |  |  | Unknown | No Tier
0800550000013 | 8602 | Lupton Ln | Houston | 77055 |  | 29.79314 | -95.50069 | Non-Lead | Don't Know | Unknown |  | Unknown - Material Unknown | Before 1989 |  | Unknown |  |  |  | Single Family Residence |  |  |  | Tier 5 |  |  | Unknown | No Tier
0772490050003 | 1110 | Traweek St | Houston | 77055 |  | 29.78741 | -95.51032 | Non-Lead | Don't Know | Unknown |  | Non-Lead | Between 1989 and 2014 |  | Non-Lead |  |  |  | Single Family Residence |  |  |  | Tier 5 |  |  | Non-Lead | No Tier
0805520000253 | 8429 | Merlin Dr | Houston | 77055 |  | 29.79183 | -95.49758 | Non-Lead | Don't Know | Unknown |  | Non-Lead | After 2014 |  | Non-Lead |  |  |  | Single Family Residence |  |  |  | Tier 5 |  |  | Non-Lead | No Tier
0830800000016 | 8922 | Croes Dr | Houston | 77055 |  | 29.79015 | -95.50932 | Non-Lead | Don't Know | Unknown |  | Unknown - Material Unknown | Before 1989 |  | Unknown |  |  |  | Single Family Residence |  |  |  | Tier 5 |  |  | Unknown | No Tier
0800580000007 | 8618 | Lanell Ln | Houston | 77055 |  | 29.79627 | -95.50178 | Non-Lead | Don't Know | Unknown |  | Non-Lead | Between 1989 and 2014 |  | Non-Lead |  |  |  | Single Family Residence |  |  |  | Tier 5 |  |  | Non-Lead | No Tier
1100310000007 | 8312 | Cedarspur Dr | Houston | 77055 |  | 29.79043 | -95.49377 | Non-Lead - Other | Yes | After 2014 | October 2024 replaced as part of CIP project | Unknown - Material Unknown | Before 1989 |  | Unknown |  |  |  | Single Family Residence |  |  |  | Tier 1 |  |  | Unknown | No Tier
0835850000012 | 8715 | Winningham Ln | Houston | 77055 |  | 29.7881 | -95.50243 | Non-Lead | Don't Know | Unknown |  | Unknown - Material Unknown | Before 1989 |  | Unknown |  |  |  | Single Family Residence |  |  |  | Tier 5 |  |  | Unknown | No Tier
0991580000012 | 8911 | Echo Valley Dr | Houston | 77055 |  | 29.78561 | -95.50895 | Lead | Don't Know | Unknown |  | Unknown - Material Unknown | Before 1989 |  | Lead |  |  |  | Single Family Residence |  |  |  | Tier 1 |  |  | Lead | No Tier
1169110000003 | 28 | Inverness Park Way | Houston | 77055 |  | 29.79348 | -95.50931 | Non-Lead | Don't Know | Unknown |  | Non-Lead | Between 1989 and 2014 |  | Non-Lead |  |  |  | Single Family Residence |  |  |  | Tier 5 |  |  | Non-Lead | No Tier
0805570000321 | 8433 | Cedarbrake Dr | Houston | 77055 |  | 29.79061 | -95.49747 | Non-Lead | Don't Know | Unknown |  | Unknown - Material Unknown | Before 1989 |  | Unknown |  |  |  | Single Family Residence |  |  |  | Tier 5 |  |  | Unknown | No Tier
0800570000015 | 8622 | Cedardale Dr | Houston | 77055 |  | 29.79526 | -95.50209 | Non-Lead | Don't Know | Unknown |  | Non-Lead | Between 1989 and 2014 |  | Non-Lead |  |  |  | Single Family Residence |  |  |  | Tier 5 |  |  | Non-Lead | No Tier
1259850010039 | 25 | N Creekside Ct | Houston | 77055 |  | 29.78748 | -95.49394 | Non-Lead | Don't Know | Unknown |  | Non-Lead | Between 1989 and 2014 |  | Non-Lead |  |  |  | Single Family Residence |  |  |  | Tier 5 |  |  | Non-Lead | No Tier
1171520010010 | 8819 | Heather Cir | Houston | 77055 |  | 29.78781 | -95.50711 | Non-Lead | Don't Know | Unknown |  | Non-Lead | Between 1989 and 2014 |  | Non-Lead |  |  |  | Single Family Residence |  |  |  | Tier 5 |  |  | Non-Lead | No Tier
0440340020170 | 1440 | Bingle Rd | Houston | 77055 |  | 29.79577 | -95.49998 | Non-Lead | Don't Know | Unknown |  | Non-Lead | Between 1989 and 2014 |  | Non-Lead |  |  |  | Single Family Residence |  |  |  | Tier 5 |  |  | Non-Lead | No Tier
0925970000008 | 1030 | Ben Hur Dr | Houston | 77055 |  | 29.78669 | -95.5052 | Non-Lead | Don't Know | Unknown |  | Unknown - Material Unknown | Before 1989 |  | Unknown |  |  |  | Single Family Residence |  |  |  | Tier 5 |  |  | Unknown | No Tier
0805580000335 | 8321 | Merlin Dr | Houston | 77055 |  | 29.79171 | -95.49443 | Non-Lead | Don't Know | Unknown |  | Non-Lead | After 2014 |  | Non-Lead |  |  |  | Single Family Residence |  |  |  | Tier 5 |  |  | Non-Lead | No Tier
0822740000117 | 8822 | Burkhart Rd | Houston | 77055 |  | 29.7898 | -95.50503 | Non-Lead | Don't Know | Unknown |  | Unknown - Material Unknown | Before 1989 |  | Unknown |  |  |  | Single Family Residence |  |  |  | Tier 5 |  |  | Unknown | No Tier
1157530000010 | 8509 | Burkhart Rd | Houston | 77055 |  | 29.7892 | -95.49902 | Non-Lead - Other | Don't Know | Unknown | (CIP 2025) Service Line Replacement | Non-Lead | After 2014 |  | Non-Lead |  |  |  | Single Family Residence |  |  |  | Tier 1 |  |  | Non-Lead | No Tier
1259850010031 | 17 | N Creekside Ct | Houston | 77055 |  | 29.78748 | -95.49454 | Non-Lead | Don't Know | Unknown |  | Non-Lead | Between 1989 and 2014 |  | Non-Lead |  |  |  | Single Family Residence |  |  |  | Tier 5 |  |  | Non-Lead | No Tier
1100310000009 | 8304 | Cedarspur Dr | Houston | 77055 |  | 29.79044 | -95.49332 | Non-Lead - Other | Yes | After 2014 | October 2024 replaced as part of CIP project | Non-Lead | Between 1989 and 2014 |  | Non-Lead |  |  |  | Single Family Residence |  |  |  | Tier 1 |  |  | Non-Lead | No Tier
1100270000001 | 8468 | Winningham Ln | Houston | 77055 |  | 29.78848 | -95.50022 | Non-Lead - Other | Don't Know | After 2014 | Replaced in April 2025 CIP project | Unknown - Material Unknown | Before 1989 |  | Unknown |  |  |  | Single Family Residence |  |  |  | Tier 1 |  |  | Unknown | No Tier
1070080000010 | 8841 | Larston St | Houston | 77055 |  | 29.79153 | -95.50704 | Non-Lead | Don't Know | Unknown |  | Unknown - Material Unknown | Before 1989 |  | Unknown |  |  |  | Single Family Residence |  |  |  | Tier 5 |  |  | Unknown | No Tier
1156640000011 | 8880 | Cedarspur Dr | Houston | 77055 |  | 29.7905 | -95.50731 | Lead | Don't Know | Unknown |  | Non-Lead | Between 1989 and 2014 |  | Lead |  |  |  | Single Family Residence |  |  |  | Tier 1 |  |  | Lead | No Tier
1209480020004 | 1119 | Joshua Ln | Houston | 77055 |  | 30.00887 | -95.41145 | Non-Lead | Don't Know | Unknown |  | Non-Lead | Between 1989 and 2014 |  | Non-Lead |  |  |  | Single Family Residence |  |  |  | Tier 5 |  |  | Non-Lead | No Tier
0872220000011 | 8837 | Croes Dr | Houston | 77055 |  | 29.78902 | -95.50798 | Lead | Don't Know | Unknown |  | Non-Lead | Between 1989 and 2014 |  | Lead |  |  |  | Single Family Residence |  |  |  | Tier 1 |  |  | Lead | No Tier
1171690000005 | 4 | Village Oaks Ln | Houston | 77055 |  | 29.78909 | -95.5134 | Non-Lead | Don't Know | Unknown |  | Non-Lead | Between 1989 and 2014 |  | Non-Lead |  |  |  | Single Family Residence |  |  |  | Tier 5 |  |  | Non-Lead | No Tier
1259850010062 | 98 | N Creekside Ct | Houston | 77055 |  | 29.78728 | -95.49135 | Non-Lead | Don't Know | Unknown |  | Non-Lead | Between 1989 and 2014 |  | Non-Lead |  |  |  | Single Family Residence |  |  |  | Tier 5 |  |  | Non-Lead | No Tier
0440340020380 | 8606 | Westview Dr | Houston | 77055 |  | 29.79421 | -95.50101 | Lead | Don't Know | Unknown |  | Unknown - Material Unknown | Before 1989 |  | Lead |  |  |  | Single Family Residence |  |  |  | Tier 1 |  |  | Lead | No Tier
0912340000001 | 8729 | Burkhart Rd | Houston | 77055 |  | 29.78903 | -95.50346 | Non-Lead | Don't Know | Unknown |  | Unknown - Material Unknown | Before 1989 |  | Unknown |  |  |  | Single Family Residence |  |  |  | Tier 5 |  |  | Unknown | No Tier
1000390000007 | 1311 | Beutel Dr | Houston | 77055 |  | 29.7925 | -95.51199 | Non-Lead | Don't Know | Unknown |  | Unknown - Material Unknown | Before 1989 |  | Unknown |  |  |  | Single Family Residence |  |  |  | Tier 5 |  |  | Unknown | No Tier
0772490050009 | 1014 | Traweek St | Houston | 77055 |  | 29.7856 | -95.51036 | Non-Lead | Don't Know | Unknown |  | Unknown - Material Unknown | Before 1989 |  | Unknown |  |  |  | Single Family Residence |  |  |  | Tier 5 |  |  | Unknown | No Tier
0791300090159 | 8506 | Westview Dr | Houston | 77055 |  | 29.79415 | -95.49893 | Non-Lead | Don't Know | Unknown |  | Unknown - Material Unknown | Before 1989 |  | Unknown |  |  |  | Single Family Residence |  |  |  | Tier 5 |  |  | Unknown | No Tier
0805510000244 | 8529 | Merlin Dr | Houston | 77055 |  | 29.79182 | -95.50016 | Non-Lead | Don't Know | Unknown |  | Unknown - Material Unknown | Before 1989 |  | Unknown |  |  |  | Single Family Residence |  |  |  | Tier 5 |  |  | Unknown | No Tier
0805560000306 | 2 | Gens Ct | Houston | 77055 |  | 29.79148 | -95.49714 | Non-Lead | Don't Know | Unknown |  | Non-Lead | After 2014 |  | Non-Lead |  |  |  | Single Family Residence |  |  |  | Tier 5 |  |  | Non-Lead | No Tier
0800550000001 | 8721 | Westview Dr | Houston | 77055 |  | 29.79353 | -95.50351 | Lead | Don't Know | Unknown |  | Unknown - Material Unknown | Before 1989 |  | Lead |  |  |  | Single Family Residence |  |  |  | Tier 1 |  |  | Lead | No Tier
0912350000003 | 8722 | Burkhart Rd | Houston | 77055 |  | 29.78951 | -95.50297 | Non-Lead | Don't Know | Unknown |  | Unknown - Material Unknown | Before 1989 |  | Unknown |  |  |  | Single Family Residence |  |  |  | Tier 5 |  |  | Unknown | No Tier
1099050000002 | 9154 | Cardwell Dr | Houston | 77055 |  | 29.7876 | -95.51711 | Lead | Don't Know | Unknown |  | Unknown - Material Unknown | Before 1989 |  | Lead |  |  |  | Single Family Residence |  |  |  | Tier 1 |  |  | Lead | No Tier
0761470030025 | 9031 | Elizabeth Rd | Houston | 77055 |  | 29.79059 | -95.51313 | Non-Lead | Don't Know | Unknown |  | Unknown - Material Unknown | Before 1989 |  | Unknown |  |  |  | Single Family Residence |  |  |  | Tier 5 |  |  | Unknown | No Tier
0800570000010 | 8718 | Cedardale Dr | Houston | 77055 |  | 29.79525 | -95.50337 | Non-Lead | Don't Know | Unknown |  | Non-Lead | Between 1989 and 2014 |  | Non-Lead |  |  |  | Single Family Residence |  |  |  | Tier 5 |  |  | Non-Lead | No Tier
0833270000026 | 1313 | Mickey Way | Houston | 77055 |  | 29.79266 | -95.51096 | Non-Lead | Don't Know | Unknown |  | Unknown - Material Unknown | Before 1989 |  | Unknown |  |  |  | Single Family Residence |  |  |  | Tier 5 |  |  | Unknown | No Tier
0991580000008 | 8927 | Echo Valley Dr | Houston | 77055 |  | 29.78565 | -95.50995 | Lead | Don't Know | Unknown |  | Lead | Before 1989 |  | Lead |  |  |  | Single Family Residence |  |  |  | Tier 1 |  |  | Lead | No Tier
0772490010005 | 9030 | Bace Dr | Houston | 77055 |  | 29.78872 | -95.5125 | Non-Lead | Don't Know | Unknown |  | Non-Lead | Between 1989 and 2014 |  | Non-Lead |  |  |  | Single Family Residence |  |  |  | Tier 5 |  |  | Non-Lead | No Tier
0761470040035 | 9002 | Randy Dr | Houston | 77055 |  | 29.79027 | -95.51096 | Non-Lead | Don't Know | Unknown |  | Non-Lead | After 2014 |  | Non-Lead |  |  |  | Single Family Residence |  |  |  | Tier 5 |  |  | Non-Lead | No Tier
0791300090165 | 8415 | Lofland Dr | Houston | 77055 |  | 29.7847 | -95.46834 | Non-Lead | Don't Know | Unknown |  | Non-Lead | After 2014 |  | Non-Lead |  |  |  | Single Family Residence |  |  |  | Tier 5 |  |  | Non-Lead | No Tier
0772490020001 | 9047 | Bace Dr | Houston | 77055 |  | 29.78819 | -95.51361 | Non-Lead | Don't Know | Unknown |  | Non-Lead | Between 1989 and 2014 |  | Non-Lead |  |  |  | Single Family Residence |  |  |  | Tier 5 |  |  | Non-Lead | No Tier
0833240000005 | 1320 | Mickey Way | Houston | 77055 |  | 29.7931 | -95.51032 | Non-Lead | Don't Know | Unknown |  | Non-Lead | After 2014 |  | Non-Lead |  |  |  | Single Family Residence |  |  |  | Tier 5 |  |  | Non-Lead | No Tier
0810350000071 | 8733 | Lanell Ln | Houston | 77055 |  | 29.79549 | -95.50438 | Non-Lead | Don't Know | Unknown |  | Non-Lead - Plastic | After 2014 | Resident confirmed plumbing updated to PVC | Non-Lead |  |  |  | Single Family Residence |  |  |  | Tier 5 |  |  | Non-Lead | No Tier
0791300110200 | 1332 | Bingle Rd | Houston | 77055 |  | 29.7934 | -95.50011 | Non-Lead | Don't Know | Unknown |  | Non-Lead - Other | After 2014 | Resident replaced plumbing with PEX | Non-Lead |  |  |  | Single Family Residence |  |  |  | Tier 5 |  |  | Non-Lead | No Tier
1259850010038 | 74 | S Creekside Ct | Houston | 77055 |  | 29.78727 | -95.49409 | Non-Lead | Don't Know | Unknown |  | Non-Lead | Between 1989 and 2014 |  | Non-Lead |  |  |  | Single Family Residence |  |  |  | Tier 5 |  |  | Non-Lead | No Tier
0800550000011 | 8605 | Westview Dr | Houston | 77055 |  | 29.79352 | -95.50096 | Lead | Don't Know | Unknown |  | Unknown - Material Unknown | Before 1989 |  | Lead |  |  |  | Single Family Residence |  |  |  | Tier 1 |  |  | Lead | No Tier
0925960000003 | 8823 | Cardwell Dr | Houston | 77055 |  | 29.78679 | -95.50571 | Non-Lead | Don't Know | Unknown |  | Unknown - Material Unknown | Before 1989 |  | Unknown |  |  |  | Single Family Residence |  |  |  | Tier 5 |  |  | Unknown | No Tier
0800540000007 | 8621 | Lupton Ln | Houston | 77055 |  | 29.79261 | -95.50196 | Non-Lead | Don't Know | Unknown |  | Unknown - Material Unknown | Before 1989 |  | Unknown |  |  |  | Single Family Residence |  |  |  | Tier 5 |  |  | Unknown | No Tier
0791300130002 | 1414 | Neeley Dr | Houston | 77055 |  | 29.79462 | -95.49882 | Non-Lead | Don't Know | Unknown |  | Unknown - Material Unknown | Before 1989 |  | Unknown |  |  |  | Single Family Residence |  |  |  | Tier 5 |  |  | Unknown | No Tier
410330010273 | 8570 | Katy Freeway | Spring Valley Village | 77024 |  | 29.78485137899787 | -95.49753442492411 | Non-Lead | Don't Know | Unknown |  | Non-Lead | Unknown |  | Non-Lead |  |  |  | Building |  |  |  | Tier 5 |  |  | Non-Lead | No Tier
0791300110188 | 1335 | Neeley Dr | Houston | 77055 |  | 29.79362 | -95.49972 | Non-Lead | Don't Know | Unknown |  | Non-Lead | Between 1989 and 2014 |  | Non-Lead |  |  |  | Single Family Residence |  |  |  | Tier 5 |  |  | Non-Lead | No Tier
0805590000350 | 8337 | Cedarbrake Dr | Houston | 77055 |  | 29.79078 | -95.49524 | Non-Lead | Don't Know | Unknown |  | Unknown - Material Unknown | Before 1989 |  | Unknown |  |  |  | Single Family Residence |  |  |  | Tier 5 |  |  | Unknown | No Tier
0822750000132 | 8809 | Burkhart Rd | Houston | 77055 |  | 29.78929 | -95.50452 | Non-Lead | Don't Know | Unknown |  | Non-Lead | Between 1989 and 2014 |  | Non-Lead |  |  |  | Single Family Residence |  |  |  | Tier 5 |  |  | Non-Lead | No Tier
0822750000134 | 8801 | Burkhart Rd | Houston | 77055 |  | 29.7893 | -95.50394 | Non-Lead | Don't Know | Unknown |  | Unknown - Material Unknown | Before 1989 |  | Unknown |  |  |  | Single Family Residence |  |  |  | Tier 5 |  |  | Unknown | No Tier
1286350010003 | 1411 | Beutel Dr | Houston | 77055 |  | 29.79407 | -95.51173 | Lead | Don't Know | Unknown |  | Non-Lead | Between 1989 and 2014 |  | Lead |  |  |  | Single Family Residence |  |  |  | Tier 1 |  |  | Lead | No Tier
1099060000019 | 1018 | Bade St | Houston | 77055 |  | 29.78608 | -95.51784 | Non-Lead | Don't Know | Unknown |  | Unknown - Material Unknown | Before 1989 |  | Unknown |  |  |  | Single Family Residence |  |  |  | Tier 5 |  |  | Unknown | No Tier
1259850010029 | 15 | N Creekside Ct | Houston | 77055 |  | 29.78748 | -95.49469 | Non-Lead | Don't Know | Unknown |  | Non-Lead | Between 1989 and 2014 |  | Non-Lead |  |  |  | Single Family Residence |  |  |  | Tier 5 |  |  | Non-Lead | No Tier
0831210000004 | 8938 | Croes Dr | Houston | 77055 |  | 29.79099 | -95.50927 | Non-Lead | Don't Know | Unknown |  | Unknown - Material Unknown | Before 1989 |  | Unknown |  |  |  | Single Family Residence |  |  |  | Tier 5 |  |  | Unknown | No Tier
1169110000015 | 17 | Inverness Park Way | Houston | 77055 |  | 29.79235 | -95.5096 | Non-Lead | Don't Know | Unknown |  | Non-Lead | Between 1989 and 2014 |  | Non-Lead |  |  |  | Single Family Residence |  |  |  | Tier 5 |  |  | Non-Lead | No Tier
0805540020001 | 8318 | Leafy Ln | Houston | 77055 |  | 29.79292 | -95.49337 | Non-Lead | Don't Know | Unknown |  | Non-Lead | After 2014 |  | Non-Lead |  |  |  | Single Family Residence |  |  |  | Tier 5 |  |  | Non-Lead | No Tier
1224730030002 | 1 | Cardwell Ct | Houston | 77055 |  | 29.78712 | -95.51341 | Non-Lead | Don't Know | Unknown |  | Non-Lead | Between 1989 and 2014 |  | Non-Lead |  |  |  | Single Family Residence |  |  |  | Tier 5 |  |  | Non-Lead | No Tier
0772490020011 | 1023 | Lone Star Dr | Houston | 77055 |  | 29.78675 | -95.51304 | Non-Lead | Don't Know | Unknown |  | Non-Lead | Between 1989 and 2014 |  | Non-Lead |  |  |  | Single Family Residence |  |  |  | Tier 5 |  |  | Non-Lead | No Tier
0805530000272 | 8314 | Leafy Ln | Houston | 77055 |  | 29.79268 | -95.49322 | Non-Lead | Don't Know | Unknown |  | Unknown - Material Unknown | Before 1989 |  | Unknown |  |  |  | Single Family Residence |  |  |  | Tier 5 |  |  | Unknown | No Tier
0831210000002 | 8953 | Croes Dr | Houston | 77055 |  | 29.7912 | -95.50991 | Non-Lead | Don't Know | Unknown |  | Non-Lead - Other | After 2014 | Resident replaced plumbing in 2019 | Non-Lead |  |  |  | Single Family Residence |  |  |  | Tier 5 |  |  | Non-Lead | No Tier
0810350000074 | 8726 | Cedardale Dr | Houston | 77055 |  | 29.79524 | -95.50399 | Non-Lead | Don't Know | Unknown |  | Unknown - Material Unknown | Before 1989 |  | Unknown |  |  |  | Single Family Residence |  |  |  | Tier 5 |  |  | Unknown | No Tier
0791300100181 | 15 | Cam Ct | Houston | 77055 |  | 29.79379 | -95.49595 | Non-Lead | Don't Know | Unknown |  | Unknown - Material Unknown | Before 1989 |  | Unknown |  |  |  | Single Family Residence |  |  |  | Tier 5 |  |  | Unknown | No Tier
1135090000002 | 1151 | Bingle Rd | Houston | 77055 |  | 29.78897 | -95.50078 | Non-Lead | Don't Know | Unknown |  | Unknown - Material Unknown | Before 1989 |  | Unknown |  |  |  | Single Family Residence |  |  |  | Tier 5 |  |  | Unknown | No Tier
1224840010001 | 8850 | Inverness Park Way | Houston | 77055 |  | 29.79279 | -95.50805 | Non-Lead | Don't Know | Unknown |  | Non-Lead | Between 1989 and 2014 |  | Non-Lead |  |  |  | Single Family Residence |  |  |  | Tier 5 |  |  | Non-Lead | No Tier
0810310000052 | 8814 | Westview Dr | Houston | 77055 |  | 29.7944 | -95.50582 | Non-Lead | Don't Know | Unknown |  | Unknown - Material Unknown | Before 1989 |  | Unknown |  |  |  | Single Family Residence |  |  |  | Tier 5 |  |  | Unknown | No Tier
0803040000004 | 22 | Fries Ct | Houston | 77055 |  | 29.78841 | -95.50992 | Non-Lead | Don't Know | Unknown |  | Non-Lead | After 2014 |  | Non-Lead |  |  |  | Single Family Residence |  |  |  | Tier 5 |  |  | Non-Lead | No Tier
1171520010001 | 1140 | Fries Rd | Houston | 77055 |  | 29.78862 | -95.50787 | Non-Lead | Don't Know | Unknown |  | Non-Lead | Between 1989 and 2014 |  | Non-Lead |  |  |  | Single Family Residence |  |  |  | Tier 5 |  |  | Non-Lead | No Tier
0430080000742 | 1111 | Adkins Road | Houston | 77055 |  | 29.78684121483488 | -95.5205280721629 | Non-Lead | Don't Know | Unknown |  | Unknown - Material Unknown | Unknown |  | Unknown |  |  |  | Building |  |  |  | Tier 5 |  |  | Unknown | No Tier
0841210000002 | 8870 | Cardwell Dr | Houston | 77055 |  | 29.78748 | -95.50773 | Non-Lead | Don't Know | Unknown |  | Galvanized | Between 1989 and 2014 | Customer Replaced plumbing in 2005 | Unknown |  |  |  | Single Family Residence |  |  |  | Tier 5 |  |  | GRR | No Tier
0800550000019 | 8702 | Lupton Ln | Houston | 77055 |  | 29.79314 | -95.50222 | Non-Lead | Don't Know | Unknown |  | Unknown - Material Unknown | Before 1989 |  | Unknown |  |  |  | Single Family Residence |  |  |  | Tier 5 |  |  | Unknown | No Tier
0810350000070 | 8729 | Lanell Ln | Houston | 77055 |  | 29.79559 | -95.50415 | Non-Lead | Don't Know | Unknown |  | Unknown - Material Unknown | Before 1989 |  | Unknown |  |  |  | Single Family Residence |  |  |  | Tier 5 |  |  | Unknown | No Tier
0731590000012 | 1130 | Adkins Rd | Houston | 77055 |  | 29.7878 | -95.5197 | Non-Lead | Don't Know | Unknown |  | Unknown - Material Unknown | Before 1989 |  | Unknown |  |  |  | Single Family Residence |  |  |  | Tier 5 |  |  | Unknown | No Tier
0830790000005 | 8917 | Croes Dr | Houston | 77055 |  | 29.78941 | -95.50946 | Non-Lead | Don't Know | Unknown |  | Unknown - Material Unknown | Before 1989 |  | Unknown |  |  |  | Single Family Residence |  |  |  | Tier 5 |  |  | Unknown | No Tier
1224840010002 | 8846 | Inverness Park Way | Houston | 77055 |  | 29.79277 | -95.50782 | Non-Lead | Don't Know | Unknown |  | Non-Lead | Between 1989 and 2014 |  | Non-Lead |  |  |  | Single Family Residence |  |  |  | Tier 5 |  |  | Non-Lead | No Tier
1289170010010 | 6 | Windsor Ct | Houston | 77055 |  | 29.79385 | -95.51201 | Non-Lead | Don't Know | Unknown |  | Non-Lead | Between 1989 and 2014 |  | Non-Lead |  |  |  | Single Family Residence |  |  |  | Tier 5 |  |  | Non-Lead | No Tier
0805500000231 | 6 | Tam Ct | Houston | 77055 |  | 29.79276 | -95.49747 | Non-Lead | Don't Know | Unknown |  | Unknown - Material Unknown | Before 1989 |  | Unknown |  |  |  | Single Family Residence |  |  |  | Tier 5 |  |  | Unknown | No Tier
1100290000005 | 8339 | Winningham Ln | Houston | 77055 |  | 29.78808 | -95.49409 | Non-Lead - Other | Don't Know | Unknown | (CIP 2024) Service Line Replacement | Unknown - Material Unknown | Before 1989 |  | Unknown |  |  |  | Single Family Residence |  |  |  | Tier 1 |  |  | Lead | No Tier
1289170020010 | 31 | Windsor Ct | Houston | 77055 |  | 29.79362 | -95.51277 | Non-Lead | Don't Know | Unknown |  | Non-Lead | Between 1989 and 2014 |  | Non-Lead |  |  |  | Single Family Residence |  |  |  | Tier 5 |  |  | Non-Lead | No Tier
0810330000063 | 8806 | Lanell Ln | Houston | 77055 |  | 29.7957 | -95.50552 | Non-Lead | Don't Know | Unknown |  | Non-Lead | Between 1989 and 2014 |  | Non-Lead |  |  |  | Single Family Residence |  |  |  | Tier 5 |  |  | Non-Lead | No Tier
0800600000014 | 1310 | Ben Hur Dr | Houston | 77055 |  | 29.79267 | -95.50569 | Non-Lead | Don't Know | Unknown |  | Non-Lead | Between 1989 and 2014 |  | Non-Lead |  |  |  | Single Family Residence |  |  |  | Tier 5 |  |  | Non-Lead | No Tier
1100330000040 | 8329 | Burkhart Cir | Houston | 77055 |  | 29.78895 | -95.4941 | Non-Lead - Other | Yes | After 2014 | Replaced in November 2024 as part of CIP project | Unknown - Material Unknown | Before 1989 |  | Unknown |  |  |  | Single Family Residence |  |  |  | Tier 1 |  |  | Unknown | No Tier
0800570000002 | 8717 | Lanell Ln | Houston | 77055 |  | 29.79566 | -95.50337 | Non-Lead | Don't Know | Unknown |  | Non-Lead | Between 1989 and 2014 |  | Non-Lead |  |  |  | Single Family Residence |  |  |  | Tier 5 |  |  | Non-Lead | No Tier
0924680000009 | 8701 | Cedarspur Dr | Houston | 77055 |  | 29.78992 | -95.50176 | Non-Lead | Don't Know | Unknown |  | Unknown - Material Unknown | Before 1989 |  | Unknown |  |  |  | Single Family Residence |  |  |  | Tier 5 |  |  | Unknown | No Tier
0772490040013 | 1109 | Traweek St | Houston | 77055 |  | 29.78726 | -95.5109 | Non-Lead | Don't Know | Unknown |  | Non-Lead | After 2014 |  | Non-Lead |  |  |  | Single Family Residence |  |  |  | Tier 5 |  |  | Non-Lead | No Tier
0805580000347 | 8322 | Cedarbrake Dr | Houston | 77055 |  | 29.79133 | -95.49443 | Non-Lead | Don't Know | Unknown |  | Unknown - Material Unknown | Before 1989 |  | Unknown |  |  |  | Single Family Residence |  |  |  | Tier 5 |  |  | Unknown | No Tier
0925950000020 | 8822 | Cardwell Dr | Houston | 77055 |  | 29.78734 | -95.5057 | Non-Lead | Don't Know | Unknown |  | Unknown - Material Unknown | Before 1989 |  | Unknown |  |  |  | Single Family Residence |  |  |  | Tier 5 |  |  | Unknown | No Tier
440340020330 | 1018 | Campbell Rd | Houston | 77055 |  | 40.280807371196374 | -84.17065025728635 | Lead | Don't Know | Unknown |  | Unknown - Material Unknown | Unknown |  | Lead |  |  |  | Building | [6 empty] | Lead | No Tier
0841220000007 | 8835 | Cardwell Dr | Houston | 77055 |  | 29.78699 | -95.50647 | Non-Lead | Don't Know | Unknown |  | Non-Lead | Between 1989 and 2014 |  | Non-Lead |  |  |  | Single Family Residence |  |  |  | Tier 5 |  |  | Non-Lead | No Tier
1171370000004 | 14 | Inverness Park Way | Houston | 77055 |  | 29.79281 | -95.50942 | Non-Lead | Don't Know | Unknown |  | Non-Lead | Between 1989 and 2014 |  | Non-Lead |  |  |  | Single Family Residence |  |  |  | Tier 5 |  |  | Non-Lead | No Tier
0800600000018 | 1242 | Ben Hur Dr | Houston | 77055 |  | 29.79164 | -95.50566 | Non-Lead | Don't Know | Unknown |  | Non-Lead | Between 1989 and 2014 |  | Non-Lead |  |  |  | Single Family Residence |  |  |  | Tier 5 |  |  | Non-Lead | No Tier
0761470020016 | 9001 | Randy Dr | Houston | 77055 |  | 29.78977 | -95.51041 | Non-Lead | Don't Know | Unknown |  | Unknown - Material Unknown | Before 1989 |  | Unknown |  |  |  | Single Family Residence |  |  |  | Tier 5 |  |  | Unknown | No Tier
0791300100177 | 8414 | Raylin Dr | Houston | 77055 |  | 29.79354 | -95.49678 | Non-Lead | Don't Know | Unknown |  | Unknown - Material Unknown | Before 1989 |  | Unknown |  |  |  | Single Family Residence |  |  |  | Tier 5 |  |  | Unknown | No Tier
0810340000067 | 8726 | Lanell Ln | Houston | 77055 |  | 29.79616 | -95.50431 | Non-Lead | Don't Know | Unknown |  | Unknown - Material Unknown | Before 1989 |  | Unknown |  |  |  | Single Family Residence |  |  |  | Tier 5 |  |  | Unknown | No Tier
0925950000019 | 1119 | Ben Hur Dr | Houston | 77055 |  | 29.78771 | -95.50572 | Non-Lead | Don't Know | Unknown |  | Unknown - Material Unknown | Before 1989 |  | Unknown |  |  |  | Single Family Residence |  |  |  | Tier 5 |  |  | Unknown | No Tier
0833240000001 | 1338 | Mickey Way | Houston | 77055 |  | 29.79408 | -95.51024 | Non-Lead | Don't Know | Unknown |  | Non-Lead | After 2014 |  | Non-Lead |  |  |  | Single Family Residence |  |  |  | Tier 5 |  |  | Non-Lead | No Tier
1259850010019 | 46 | N Creekside Ct | Houston | 77055 |  | 29.78778 | -95.4919 | Non-Lead | Don't Know | Unknown |  | Non-Lead | Between 1989 and 2014 |  | Non-Lead |  |  |  | Single Family Residence |  |  |  | Tier 5 |  |  | Non-Lead | No Tier
0791300080153 | 8408 | Lofland Dr | Houston | 77055 |  | 29.79485 | -95.49756 | Non-Lead | Don't Know | Unknown |  | Unknown - Material Unknown | Before 1989 |  | Unknown |  |  |  | Single Family Residence |  |  |  | Tier 5 |  |  | Unknown | No Tier
1163840000002 | 8888 | Cedarspur Dr | Houston | 77055 |  | 29.79049 | -95.50776 | Lead | Don't Know | Unknown |  | Non-Lead | Before 1989 |  | Lead |  |  |  | Single Family Residence |  |  |  | Tier 1 |  |  | Lead | No Tier
0805580000333 | 8329 | Merlin Dr | Houston | 77055 |  | 29.7917 | -95.4949 | Non-Lead | Don't Know | Unknown |  | Non-Lead | After 2014 |  | Non-Lead |  |  |  | Single Family Residence |  |  |  | Tier 5 |  |  | Non-Lead | No Tier
1209480010001 | 1138 | Joshua Ln | Houston | 77055 |  | 30.00849 | -95.41152 | Non-Lead | Don't Know | Unknown |  | Non-Lead | Between 1989 and 2014 |  | Non-Lead |  |  |  | Single Family Residence |  |  |  | Tier 5 |  |  | Non-Lead | No Tier
0810600000005 | 8818 | Winningham Ln | Houston | 77055 |  | 29.78891 | -95.5049 | Non-Lead | Don't Know | Unknown |  | Non-Lead | After 2014 |  | Non-Lead |  |  |  | Single Family Residence |  |  |  | Tier 5 |  |  | Non-Lead | No Tier
1157530000006 | 8489 | Burkhart Rd | Houston | 77055 |  | 29.78921 | -95.49804 | Non-Lead - Other | Don't Know | After 2014 | (CIP 2025) Service Line Replacement | Unknown - Material Unknown | Before 1989 |  | Unknown |  |  |  | Single Family Residence |  |  |  | Tier 1 |  |  | Unknown | No Tier
1209480020008 | 1103 | Joshua Ln | Houston | 77055 |  | 30.00849 | -95.41206 | Non-Lead | Don't Know | Unknown |  | Non-Lead | Between 1989 and 2014 |  | Non-Lead |  |  |  | Single Family Residence |  |  |  | Tier 5 |  |  | Non-Lead | No Tier
0943250000005 | 8706 | Green Valley Dr | Houston | 77055 |  | 29.7877 | -95.50233 | Non-Lead | Don't Know | Unknown |  | Unknown - Material Unknown | Before 1989 |  | Unknown |  |  |  | Single Family Residence |  |  |  | Tier 5 |  |  | Unknown | No Tier
0831210000005 | 1263 | Fries Rd | Houston | 77055 |  | 29.791 | -95.50868 | Non-Lead | Don't Know | Unknown |  | Non-Lead | Between 1989 and 2014 |  | Non-Lead |  |  |  | Single Family Residence |  |  |  | Tier 5 |  |  | Non-Lead | No Tier
1259850010003 | 6 | N Creekside Ct | Houston | 77055 |  | 29.78765 | -95.49536 | Non-Lead | Don't Know | Unknown |  | Non-Lead | Between 1989 and 2014 |  | Non-Lead |  |  |  | Single Family Residence |  |  |  | Tier 5 |  |  | Non-Lead | No Tier
1174640000004 | 8914 | Cardwell Dr | Houston | 77055 |  | 29.78718 | -95.50916 | Non-Lead | Don't Know | Unknown |  | Non-Lead | Between 1989 and 2014 |  | Non-Lead |  |  |  | Single Family Residence |  |  |  | Tier 5 |  |  | Non-Lead | No Tier
1259850010004 | 8 | N Creekside Ct | Houston | 77055 |  | 29.78775 | -95.49533 | Non-Lead | Don't Know | Unknown |  | Non-Lead | Between 1989 and 2014 |  | Non-Lead |  |  |  | Single Family Residence |  |  |  | Tier 5 |  |  | Non-Lead | No Tier
0800560000006 | 8701 | Cedardale Dr | Houston | 77055 |  | 29.79463 | -95.50224 | Non-Lead | Don't Know | Unknown |  | Unknown - Material Unknown | Before 1989 |  | Unknown |  |  |  | Single Family Residence |  |  |  | Tier 5 |  |  | Unknown | No Tier
1174120000001 | 1 | Parkland Ct | Houston | 77055 |  | 29.78819 | -95.51889 | Non-Lead | Don't Know | Unknown |  | Non-Lead | Between 1989 and 2014 |  | Non-Lead |  |  |  | Single Family Residence |  |  |  | Tier 5 |  |  | Non-Lead | No Tier
1156650000006 | 8500 | Cedarbrake Dr | Houston | 77055 |  | 29.79091 | -95.49915 | Lead | Don't Know | Unknown |  | Non-Lead | Between 1989 and 2014 |  | Lead |  |  |  | Single Family Residence |  |  |  | Tier 1 |  |  | Lead | No Tier
1259850010063 | 49 | N Creekside Ct | Houston | 77055 |  | 29.78748 | -95.49181 | Non-Lead | Don't Know | Unknown |  | Non-Lead | Between 1989 and 2014 |  | Non-Lead |  |  |  | Single Family Residence |  |  |  | Tier 5 |  |  | Non-Lead | No Tier
1100300000008 | 1124 | Krist Dr | Houston | 77055 |  | 29.78969 | -95.49129 | Non-Lead - Other | Don't Know | Unknown | (CIP 2024) Service Line Replacement | Unknown - Material Unknown | Before 1989 |  | Unknown |  |  |  | Single Family Residence |  |  |  | Tier 1 |  |  | Lead | No Tier
1171690000002 | 7 | Village Oaks Ln | Houston | 77055 |  | 29.7896 | -95.51304 | Non-Lead | Don't Know | Unknown |  | Non-Lead | Between 1989 and 2014 |  | Non-Lead |  |  |  | Single Family Residence |  |  |  | Tier 5 |  |  | Non-Lead | No Tier
1100290000003 | 8345 | Winningham Ln | Houston | 77055 |  | 29.78809 | -95.49456 | Non-Lead - Other | Don't Know | Unknown | (CIP 2024) Service Line Replacement | Unknown - Material Unknown | Before 1989 |  | Unknown |  |  |  | Single Family Residence |  |  |  | Tier 1 |  |  | Lead | No Tier
0791300110191 | 1323 | Neeley Dr | Houston | 77055 |  | 29.79299 | -95.49972 | Non-Lead | Don't Know | Unknown |  | Unknown - Material Unknown | Before 1989 |  | Unknown |  |  |  | Single Family Residence |  |  |  | Tier 5 |  |  | Unknown | No Tier
0841220000001 | 8877 | Cardwell Dr | Houston | 77055 |  | 29.78698 | -95.50799 | Non-Lead | Don't Know | Unknown |  | Non-Lead | Between 1989 and 2014 |  | Non-Lead |  |  |  | Single Family Residence |  |  |  | Tier 5 |  |  | Non-Lead | No Tier
1061070000005 | 1302 | Spring Oaks Cir | Houston | 77055 |  | 29.7931 | -95.50665 | Lead | Don't Know | Unknown |  | Unknown - Material Unknown | Before 1989 |  | Lead |  |  |  | Single Family Residence |  |  |  | Tier 1 |  |  | Lead | No Tier
0800620000041 | 1333 | Voss Rd | Houston | 77055 |  | 29.75296 | -95.50101 | Non-Lead | Don't Know | Unknown |  | Unknown - Material Unknown | Before 1989 |  | Unknown |  |  |  | Single Family Residence |  |  |  | Tier 5 |  |  | Unknown | No Tier
0800600000019 | 1238 | Ben Hur Dr | Houston | 77055 |  | 29.79139 | -95.50564 | Non-Lead | Don't Know | Unknown |  | Non-Lead | Between 1989 and 2014 |  | Non-Lead |  |  |  | Single Family Residence |  |  |  | Tier 5 |  |  | Non-Lead | No Tier
1135090000001 | 1155 | Bingle Rd | Houston | 77055 |  | 29.78922 | -95.50078 | Non-Lead | Don't Know | Unknown |  | Unknown - Material Unknown | Before 1989 |  | Unknown |  |  |  | Single Family Residence |  |  |  | Tier 5 |  |  | Unknown | No Tier
0810620000007 | 1103 | Green Valley Dr | Houston | 77055 |  | 29.78719 | -95.50395 | Non-Lead | Don't Know | Unknown |  | Unknown - Material Unknown | Before 1989 |  | Unknown |  |  |  | Single Family Residence |  |  |  | Tier 5 |  |  | Unknown | No Tier
0810370000083 | 1414 | Cedarbrook Dr | Houston | 77055 |  | 29.79493 | -95.50521 | Non-Lead | Don't Know | Unknown |  | Unknown - Material Unknown | Before 1989 |  | Unknown |  |  |  | Single Family Residence |  |  |  | Tier 5 |  |  | Unknown | No Tier
0761470020012 | 1230 | Mickey Way | Houston | 77055 |  | 29.79108 | -95.51034 | Non-Lead | Don't Know | Unknown |  | Unknown - Material Unknown | Before 1989 |  | Unknown |  |  |  | Single Family Residence |  |  |  | Tier 5 |  |  | Unknown | No Tier
0805500000242 | 1317 | Pech Rd | Houston | 77055 |  | 29.79259 | -95.4958 | Non-Lead | Don't Know | Unknown |  | Unknown - Material Unknown | Before 1989 |  | Unknown |  |  |  | Single Family Residence |  |  |  | Tier 5 |  |  | Unknown | No Tier
0800560000009 | 8613 | Cedardale Dr | Houston | 77055 |  | 29.79474 | -95.50147 | Non-Lead | Don't Know | Unknown |  | Unknown - Material Unknown | Before 1989 |  | Unknown |  |  |  | Single Family Residence |  |  |  | Tier 5 |  |  | Unknown | No Tier
1160470010011 | 1 | Woodsborough Cir | Houston | 77055 |  | 29.78709 | -95.49886 | Non-Lead | Don't Know | Unknown |  | Non-Lead | Between 1989 and 2014 |  | Non-Lead |  |  |  | Single Family Residence |  |  |  | Tier 5 |  |  | Non-Lead | No Tier
0805500000237 | 6 | Tal Ct | Houston | 77055 |  | 29.79275 | -95.49651 | Non-Lead | Don't Know | Unknown |  | Unknown - Material Unknown | Before 1989 |  | Unknown |  |  |  | Single Family Residence |  |  |  | Tier 5 |  |  | Unknown | No Tier
0805540000295 | 8322 | Merlin Dr | Houston | 77055 |  | 29.79229 | -95.49467 | Non-Lead | Don't Know | Unknown |  | Non-Lead | Between 1989 and 2014 |  | Non-Lead |  |  |  | Single Family Residence |  |  |  | Tier 5 |  |  | Non-Lead | No Tier
0772490010001 | 9046 | Bace Dr | Houston | 77055 |  | 29.78871 | -95.51368 | Non-Lead | Don't Know | Unknown |  | Unknown - Material Unknown | Before 1989 |  | Unknown |  |  |  | Single Family Residence |  |  |  | Tier 5 |  |  | Unknown | No Tier
1099050000012 | 1102 | Anne St | Houston | 77055 |  | 29.78624 | -95.5158 | Lead | Don't Know | Unknown |  | Unknown - Material Unknown | Before 1989 |  | Lead |  |  |  | Single Family Residence |  |  |  | Tier 1 |  |  | Lead | No Tier
0780330030001 | 8637 | Merlin Dr | Houston | 77055 |  | 29.7918 | -95.50347 | Non-Lead | Don't Know | Unknown |  | Non-Lead | Between 1989 and 2014 |  | Non-Lead |  |  |  | Single Family Residence |  |  |  | Tier 5 |  |  | Non-Lead | No Tier
0925970000005 | 1018 | Ben Hur Dr | Houston | 77055 |  | 29.78606 | -95.50519 | Non-Lead | Don't Know | Unknown |  | Unknown - Material Unknown | Before 1989 |  | Unknown |  |  |  | Single Family Residence |  |  |  | Tier 5 |  |  | Unknown | No Tier
0803050020001 | 1122 | Traweek St | Houston | 77055 |  | 29.78815 | -95.5104 | Non-Lead | Don't Know | Unknown |  | Unknown - Material Unknown | Before 1989 |  | Unknown |  |  |  | Single Family Residence |  |  |  | Tier 5 |  |  | Unknown | No Tier
0780330010013 | 8610 | Merlin Dr | Houston | 77055 |  | 29.79227 | -95.50133 | Non-Lead | Don't Know | Unknown |  | Non-Lead | After 2014 |  | Non-Lead |  |  |  | Single Family Residence |  |  |  | Tier 5 |  |  | Non-Lead | No Tier
0800590000006 | 1313 | Ben Hur Dr | Houston | 77055 |  | 29.79284 | -95.50625 | Non-Lead | Don't Know | Unknown |  | Non-Lead | Between 1989 and 2014 |  | Non-Lead |  |  |  | Single Family Residence |  |  |  | Tier 5 |  |  | Non-Lead | No Tier
0772490040015 | 1117 | Traweek St | Houston | 77055 |  | 29.78784 | -95.51098 | Non-Lead | Don't Know | Unknown |  | Non-Lead | Between 1989 and 2014 |  | Non-Lead |  |  |  | Single Family Residence |  |  |  | Tier 5 |  |  | Non-Lead | No Tier
0872220000009 | 8806 | Croes Dr | Houston | 77055 |  | 29.78888 | -95.50657 | Lead | Don't Know | Unknown |  | Unknown - Material Unknown | Before 1989 |  | Lead |  |  |  | Single Family Residence |  |  |  | Tier 1 |  |  | Lead | No Tier
1100310000005 | 8320 | Cedarspur Dr | Houston | 77055 |  | 29.79042 | -95.49423 | Non-Lead - Other | Yes | After 2014 | October 2024 replaced as part of CIP project | Unknown - Material Unknown | Before 1989 |  | Unknown |  |  |  | Single Family Residence |  |  |  | Tier 1 |  |  | Unknown | No Tier
0805520000252 | 8433 | Merlin Dr | Houston | 77055 |  | 29.79183 | -95.49786 | Non-Lead | Don't Know | Unknown |  | Unknown - Material Unknown | Before 1989 |  | Unknown |  |  |  | Single Family Residence |  |  |  | Tier 5 |  |  | Unknown | No Tier
0660530000039 | 1260 | Fries Rd | Houston | 77055 |  | 29.79116 | -95.5079 | Non-Lead | Don't Know | Unknown |  | Non-Lead | Between 1989 and 2014 |  | Non-Lead |  |  |  | Single Family Residence |  |  |  | Tier 5 |  |  | Non-Lead | No Tier
0440340020080 | 8404 | Burkhart Rd | Houston | 77055 |  | 29.79 | -95.49658 | Non-Lead - Other | Don't Know | After 2014 | (CIP 2025) Service Line Replacement | Unknown - Material Unknown | Before 1989 |  | Unknown |  |  |  | Single Family Residence |  |  |  | Tier 1 |  |  | Unknown | No Tier
0912340000002 | 8725 | Burkhart Rd | Houston | 77055 |  | 29.78903 | -95.50321 | Non-Lead | Don't Know | Unknown |  | Unknown - Material Unknown | Before 1989 |  | Unknown |  |  |  | Single Family Residence |  |  |  | Tier 5 |  |  | Unknown | No Tier
0925950000018 | 1123 | Ben Hur Dr | Houston | 77055 |  | 29.78775 | -95.50597 | Non-Lead | Don't Know | Unknown |  | Non-Lead | After 2014 |  | Non-Lead |  |  |  | Single Family Residence |  |  |  | Tier 5 |  |  | Non-Lead | No Tier
0800560000001 | 8721 | Cedardale Dr | Houston | 77055 |  | 29.79465 | -95.50363 | Non-Lead | Don't Know | Unknown |  | Unknown - Material Unknown | Before 1989 |  | Unknown |  |  |  | Single Family Residence |  |  |  | Tier 5 |  |  | Unknown | No Tier
1156650000004 | 8507 | Cedarbrake Dr | Houston | 77055 |  | 29.79119 | -95.49941 | Lead | Don't Know | Unknown |  | Unknown - Material Unknown | Before 1989 |  | Lead |  |  |  | Single Family Residence |  |  |  | Tier 1 |  |  | Lead | No Tier
1302550010006 | 6 | Burkhart Forest Ct | Houston | 77055 |  | 29.79016 | -95.49631 | Non-Lead | Don't Know | Unknown |  | Non-Lead | Between 1989 and 2014 |  | Non-Lead |  |  |  | Single Family Residence |  |  |  | Tier 5 |  |  | Non-Lead | No Tier
1089940000005 | 9028 | Larston St | Houston | 77055 |  | 29.79214 | -95.51288 | Non-Lead | Don't Know | Unknown |  | Unknown - Material Unknown | Before 1989 |  | Unknown |  |  |  | Single Family Residence |  |  |  | Tier 5 |  |  | Unknown | No Tier
0800560000008 | 8617 | Cedardale Dr | Houston | 77055 |  | 29.79474 | -95.50174 | Non-Lead | Don't Know | Unknown |  | Unknown - Material Unknown | Before 1989 |  | Unknown |  |  |  | Single Family Residence |  |  |  | Tier 5 |  |  | Unknown | No Tier
0810630000001 | 1041 | Voss Rd | Houston | 77055 |  | 29.75642 | -95.50084 | Non-Lead | Don't Know | Unknown |  | Unknown - Material Unknown | Before 1989 |  | Unknown |  |  |  | Single Family Residence |  |  |  | Tier 5 |  |  | Unknown | No Tier
0805580000334 | 8325 | Merlin Dr | Houston | 77055 |  | 29.79171 | -95.49467 | Non-Lead | Don't Know | Unknown |  | Non-Lead | After 2014 |  | Non-Lead |  |  |  | Single Family Residence |  |  |  | Tier 5 |  |  | Non-Lead | No Tier
0440340020018 | 8582 | Katy Freeway | Spring Valley Village | 77024 |  | 29.78573679692134 | -95.49786540160923 | Lead | Don't Know | Unknown |  | Unknown - Material Unknown | Before 1989 |  | Lead |  |  |  | Building | [6 empty] | Lead | No Tier
1163840000003 | 8884 | Cedarspur Dr | Houston | 77055 |  | 29.7905 | -95.50753 | Lead | Don't Know | Unknown |  | Non-Lead | Between 1989 and 2014 |  | Lead |  |  |  | Single Family Residence |  |  |  | Tier 1 |  |  | Lead | No Tier
0805590000359 | 8301 | Cedarbrake Dr | Houston | 77055 |  | 29.79082 | -95.49317 | Non-Lead | Don't Know | Unknown |  | Unknown - Material Unknown | Before 1989 |  | Unknown |  |  |  | Single Family Residence |  |  |  | Tier 5 |  |  | Unknown | No Tier
0991580000014 | 8903 | Echo Valley Dr | Houston | 77055 |  | 29.7856 | -95.50843 | Lead | Don't Know | Unknown |  | Unknown - Material Unknown | Before 1989 |  | Lead |  |  |  | Single Family Residence |  |  |  | Tier 1 |  |  | Lead | No Tier
0925950000001 | 8822 | Winningham Ln | Houston | 77055 |  | 29.7889 | -95.50515 | Non-Lead | Don't Know | Unknown |  | Unknown - Material Unknown | Before 1989 |  | Unknown |  |  |  | Single Family Residence |  |  |  | Tier 5 |  |  | Unknown | No Tier
0800620000033 | 1310 | Caudle Dr | Houston | 77055 |  | 29.79346 | -95.50438 | Non-Lead | Don't Know | Unknown |  | Unknown - Material Unknown | Before 1989 |  | Unknown |  |  |  | Single Family Residence |  |  |  | Tier 5 |  |  | Unknown | No Tier
1171360000003 | 8616 | Lanell Ln | Houston | 77055 |  | 29.79622 | -95.50147 | Non-Lead | Don't Know | Unknown |  | Non-Lead | Between 1989 and 2014 |  | Non-Lead |  |  |  | Single Family Residence |  |  |  | Tier 5 |  |  | Non-Lead | No Tier
0805510000246 | 8521 | Merlin Dr | Houston | 77055 |  | 29.79183 | -95.49963 | Non-Lead | Don't Know | Unknown |  | Non-Lead | After 2014 |  | Non-Lead |  |  |  | Single Family Residence |  |  |  | Tier 5 |  |  | Non-Lead | No Tier
0780330020002 | 8605 | Merlin Dr | Houston | 77055 |  | 29.79184 | -95.50101 | Non-Lead | Don't Know | Unknown |  | Non-Lead | Between 1989 and 2014 |  | Non-Lead |  |  |  | Single Family Residence |  |  |  | Tier 5 |  |  | Non-Lead | No Tier
1171690000007 | 8 | Village Oaks Ln | Houston | 77055 |  | 29.78912 | -95.51293 | Non-Lead | Don't Know | Unknown |  | Non-Lead | Between 1989 and 2014 |  | Non-Lead |  |  |  | Single Family Residence |  |  |  | Tier 5 |  |  | Non-Lead | No Tier
1172840010002 | 3 | Pecan Trail Ln | Houston | 77055 |  | 29.78609 | -95.51449 | Non-Lead | Don't Know | Unknown |  | Non-Lead | Between 1989 and 2014 |  | Non-Lead |  |  |  | Single Family Residence |  |  |  | Tier 5 |  |  | Non-Lead | No Tier
0805530000276 | 1330 | Krist Dr | Houston | 77055 |  | 29.79218 | -95.49251 | Non-Lead | Don't Know | Unknown |  | Non-Lead | After 2014 |  | Non-Lead |  |  |  | Single Family Residence |  |  |  | Tier 5 |  |  | Non-Lead | No Tier
0975250000023 | 8605 | Cedarbrake Dr | Houston | 77055 |  | 29.79096 | -95.50095 | Lead | Don't Know | Unknown |  | Lead | Before 1989 |  | Lead |  |  |  | Single Family Residence |  |  |  | Tier 1 |  |  | Lead | No Tier
0822730000090 | 8813 | Cedarbrake Dr | Houston | 77055 |  | 29.79096 | -95.50484 | Non-Lead | Don't Know | Unknown |  | Non-Lead | Between 1989 and 2014 |  | Non-Lead |  |  |  | Single Family Residence |  |  |  | Tier 5 |  |  | Non-Lead | No Tier
1224730030001 | 3 | Cardwell Ct | Houston | 77055 |  | 29.78701 | -95.51368 | Non-Lead | Don't Know | Unknown |  | Non-Lead | Between 1989 and 2014 |  | Non-Lead |  |  |  | Single Family Residence |  |  |  | Tier 5 |  |  | Non-Lead | No Tier
1156650000002 | 8515 | Cedarbrake Dr | Houston | 77055 |  | 29.79119 | -95.49992 | Lead | Don't Know | Unknown |  | Unknown - Material Unknown | Before 1989 |  | Lead |  |  |  | Single Family Residence |  |  |  | Tier 1 |  |  | Lead | No Tier
0430080000741 | 1102 | Adkins Rd | Houston | 77055 |  | 29.78721 | -95.51998 | Non-Lead | Don't Know | Unknown |  | Unknown - Material Unknown | Unknown |  | Unknown |  |  |  | Single Family Residence |  |  |  | Tier 5 |  |  | Unknown | No Tier
0925960000004 | 8822 | Cavell Ct. | Houston | 77055 |  | 29.78635 | -95.50571 | Non-Lead | Don't Know | Unknown |  | Unknown - Material Unknown | Before 1989 |  | Unknown |  |  |  | Single Family Residence |  |  |  | Tier 5 |  |  | Unknown | No Tier
1259850010035 | 21 | N Creekside Ct | Houston | 77055 |  | 29.78748 | -95.49424 | Non-Lead | Don't Know | Unknown |  | Non-Lead | Between 1989 and 2014 |  | Non-Lead |  |  |  | Single Family Residence |  |  |  | Tier 5 |  |  | Non-Lead | No Tier
1265430010002 | 8406 | Winningham Ln | Houston | 77055 |  | 29.78883 | -95.49563 | Non-Lead - Other | Don't Know | After 2014 | Replaced in April 2025 CIP project | Non-Lead | Between 1989 and 2014 |  | Non-Lead |  |  |  | Single Family Residence |  |  |  | Tier 1 |  |  | Non-Lead | No Tier
1169110000013 | 21 | Inverness Park Way | Houston | 77055 |  | 29.79264 | -95.50992 | Non-Lead | Don't Know | Unknown |  | Non-Lead | Between 1989 and 2014 |  | Non-Lead |  |  |  | Single Family Residence |  |  |  | Tier 5 |  |  | Non-Lead | No Tier
0805580000336 | 8317 | Merlin Dr | Houston | 77055 |  | 29.79171 | -95.49422 | Non-Lead | Don't Know | Unknown |  | Unknown - Material Unknown | Before 1989 |  | Unknown |  |  |  | Single Family Residence |  |  |  | Tier 5 |  |  | Unknown | No Tier
1289170010005 | 26 | Windsor Ct | Houston | 77055 |  | 29.79335 | -95.51272 | Non-Lead | Don't Know | Unknown |  | Non-Lead | Between 1989 and 2014 |  | Non-Lead |  |  |  | Single Family Residence |  |  |  | Tier 5 |  |  | Non-Lead | No Tier
0800550000020 | 8706 | Lupton Ln | Houston | 77055 |  | 29.79315 | -95.50248 | Non-Lead | Don't Know | Unknown |  | Non-Lead | Between 1989 and 2014 |  | Non-Lead |  |  |  | Single Family Residence |  |  |  | Tier 5 |  |  | Non-Lead | No Tier
0822740000105 | 8825 | Cedarspur Dr | Houston | 77055 |  | 29.79013 | -95.50525 | Non-Lead | Don't Know | Unknown |  | Unknown - Material Unknown | Before 1989 |  | Unknown |  |  |  | Single Family Residence |  |  |  | Tier 5 |  |  | Unknown | No Tier
1168270000004 | 8 | Inverness Park Way | Houston | 77055 |  | 29.79261 | -95.50844 | Non-Lead | Don't Know | Unknown |  | Unknown - Material Unknown | Before 1989 |  | Unknown |  |  |  | Single Family Residence |  |  |  | Tier 5 |  |  | Unknown | No Tier
0805480000212 | 8526 | Merlin Dr | Houston | 77055 |  | 29.79232 | -95.49994 | Non-Lead | Don't Know | Unknown |  | Unknown - Material Unknown | Before 1989 |  | Unknown |  |  |  | Single Family Residence |  |  |  | Tier 5 |  |  | Unknown | No Tier
0975250000015 | 8639 | Cedarbrake Dr | Houston | 77055 |  | 29.79094 | -95.50288 | Lead | Don't Know | Unknown |  | Lead | Before 1989 |  | Lead |  |  |  | Single Family Residence |  |  |  | Tier 1 |  |  | Lead | No Tier
1100280000007 | 8421 | Winningham Ln | Houston | 77055 |  | 29.78832 | -95.49674 | Non-Lead - Other | Don't Know | After 2014 | Replaced in April 2025 CIP project | Unknown - Material Unknown | Before 1989 |  | Unknown |  |  |  | Single Family Residence |  |  |  | Tier 1 |  |  | Unknown | No Tier
0800580000001 | 8718 | Lanell Ln | Houston | 77055 |  | 29.79625 | -95.50356 | Non-Lead | Don't Know | Unknown |  | Non-Lead | Between 1989 and 2014 |  | Non-Lead |  |  |  | Single Family Residence |  |  |  | Tier 5 |  |  | Non-Lead | No Tier
0805540000279 | 1314 | Pech Rd | Houston | 77055 |  | 29.79241 | -95.49521 | Non-Lead | Don't Know | Unknown |  | Non-Lead | After 2014 |  | Non-Lead |  |  |  | Single Family Residence |  |  |  | Tier 5 |  |  | Non-Lead | No Tier
0975250000001 | 8602 | Cedarbrake Dr | Houston | 77055 |  | 29.79151 | -95.5007 | Lead | Don't Know | Unknown |  | Unknown - Material Unknown | Before 1989 |  | Lead |  |  |  | Single Family Residence |  |  |  | Tier 1 |  |  | Lead | No Tier
1259850010044 | 80 | S Creekside Ct | Houston | 77055 |  | 29.78727 | -95.49363 | Non-Lead | Don't Know | Unknown |  | Non-Lead | Between 1989 and 2014 |  | Non-Lead |  |  |  | Single Family Residence |  |  |  | Tier 5 |  |  | Non-Lead | No Tier
1169110000011 | 25 | Inverness Park Way | Houston | 77055 |  | 29.79314 | -95.5099 | Non-Lead | Don't Know | Unknown |  | Non-Lead | Between 1989 and 2014 |  | Non-Lead |  |  |  | Single Family Residence |  |  |  | Tier 5 |  |  | Non-Lead | No Tier
1209480020012 | 1114 | Joshua Ln | Houston | 77055 |  | 30.00841 | -95.41131 | Non-Lead | Don't Know | Unknown |  | Non-Lead | Between 1989 and 2014 |  | Non-Lead |  |  |  | Single Family Residence |  |  |  | Tier 5 |  |  | Non-Lead | No Tier
1302550010004 | 4 | Burkhart Forest Ct | Houston | 77055 |  | 29.79033 | -95.49578 | Non-Lead | Don't Know | Unknown |  | Non-Lead | Between 1989 and 2014 |  | Non-Lead |  |  |  | Single Family Residence |  |  |  | Tier 5 |  |  | Non-Lead | No Tier
0800620000039 | 1325 | Voss Rd | Houston | 77055 |  | 29.75297 | -95.50101 | Non-Lead | Don't Know | Unknown |  | Non-Lead | Between 1989 and 2014 |  | Non-Lead |  |  |  | Single Family Residence |  |  |  | Tier 5 |  |  | Non-Lead | No Tier
0772490010007 | 9022 | Bace Dr | Houston | 77055 |  | 29.78871 | -95.51191 | Non-Lead | Don't Know | Unknown |  | Non-Lead | Between 1989 and 2014 |  | Non-Lead |  |  |  | Single Family Residence |  |  |  | Tier 5 |  |  | Non-Lead | No Tier
0925960000002 | 8827 | Cardwell Dr | Houston | 77055 |  | 29.7868 | -95.50596 | Non-Lead | Don't Know | Unknown |  | Non-Lead | Between 1989 and 2014 |  | Non-Lead |  |  |  | Single Family Residence |  |  |  | Tier 5 |  |  | Non-Lead | No Tier
1289170010007 | 18 | Windsor Ct | Houston | 77055 |  | 29.79336 | -95.51224 | Non-Lead | Don't Know | Unknown |  | Non-Lead | Between 1989 and 2014 |  | Non-Lead |  |  |  | Single Family Residence |  |  |  | Tier 5 |  |  | Non-Lead | No Tier
0975250000002 | 8606 | Cedarbrake Dr | Houston | 77055 |  | 29.79151 | -95.50095 | Lead | Don't Know | Unknown |  | Non-Lead | Between 1989 and 2014 |  | Lead |  |  |  | Single Family Residence |  |  |  | Tier 1 |  |  | Lead | No Tier
1209480020016 | 1130 | Joshua Ln | Houston | 77055 |  | 30.00844 | -95.4116 | Non-Lead | Don't Know | Unknown |  | Non-Lead | Between 1989 and 2014 |  | Non-Lead |  |  |  | Single Family Residence |  |  |  | Tier 5 |  |  | Non-Lead | No Tier
0810350000073 | 8730 | Cedardale Dr | Houston | 77055 |  | 29.79513 | -95.50433 | Non-Lead | Don't Know | Unknown |  | Unknown - Material Unknown | Before 1989 |  | Unknown |  |  |  | Single Family Residence |  |  |  | Tier 5 |  |  | Unknown | No Tier
1173700000001 | 1240 | Bingle Rd | Houston | 77055 |  | 29.7915 | -95.50001 | Non-Lead | Don't Know | Unknown |  | Non-Lead | Between 1989 and 2014 |  | Non-Lead |  |  |  | Single Family Residence |  |  |  | Tier 5 |  |  | Non-Lead | No Tier
1000390000001 | 9023 | Lupton Ct | Houston | 77055 |  | 29.79248 | -95.51368 | Non-Lead | Don't Know | Unknown |  | Unknown - Material Unknown | Before 1989 |  | Unknown |  |  |  | Single Family Residence |  |  |  | Tier 5 |  |  | Unknown | No Tier
1185630010003 | 8522 | Burkhart Rd | Houston | 77055 |  | 29.78972 | -95.5002 | Non-Lead | Don't Know | Unknown | (CIP 2024) Service Line Replacement | Non-Lead | Between 1989 and 2014 |  | Non-Lead |  |  |  | Single Family Residence |  |  |  | Tier 1 |  |  | Lead | No Tier
0810600000003 | 8810 | Winningham Ln | Houston | 77055 |  | 29.78892 | -95.5044 | Non-Lead | Don't Know | Unknown |  | Non-Lead | Between 1989 and 2014 |  | Non-Lead |  |  |  | Single Family Residence |  |  |  | Tier 5 |  |  | Non-Lead | No Tier
1287960010001 | 1001 | Katy Freeway | Spring Valley Village | 77055 |  | 29.785417132693354 | -95.514605301599 | Non-Lead | Don't Know | Unknown |  | Non-Lead | After 2014 |  | Non-Lead |  |  |  | Building | No | Unknown | No | Tier 5 |  |  | Non-Lead | No Tier
0924690000005 | 8714 | Cedarspur Dr | Houston | 77055 |  | 29.79053 | -95.50248 | Non-Lead | Don't Know | Unknown |  | Unknown - Material Unknown | Before 1989 |  | Unknown |  |  |  | Single Family Residence |  |  |  | Tier 5 |  |  | Unknown | No Tier
1315990010002 | 8840 | Larston St | Houston | 77055 |  | 29.79214 | -95.50686 | Non-Lead | Don't Know | Unknown |  | Unknown - Material Unknown | Before 1989 |  | Unknown |  |  |  | Single Family Residence |  |  |  | Tier 5 |  |  | Unknown | No Tier
0805490000218 | 1322 | Neeley Dr | Houston | 77055 |  | 29.79279 | -95.49915 | Non-Lead | Don't Know | Unknown |  | Non-Lead | After 2014 |  | Non-Lead |  |  |  | Single Family Residence |  |  |  | Tier 5 |  |  | Non-Lead | No Tier
0800620000036 | 8812 | Merlin Dr | Houston | 77055 |  | 29.79246 | -95.50444 | Non-Lead | Don't Know | Unknown |  | Non-Lead - Plastic | After 2014 | Resident confirmed plumbing was updated in 2022 | Non-Lead |  |  |  | Single Family Residence |  |  |  | Tier 5 |  |  | Non-Lead | No Tier
0943260000011 | 8707 | Green Valley Dr | Houston | 77055 |  | 29.78714 | -95.50232 | Non-Lead | Don't Know | Unknown |  | Non-Lead | After 2014 |  | Non-Lead |  |  |  | Single Family Residence |  |  |  | Tier 5 |  |  | Non-Lead | No Tier
0805490000221 | 8506 | Merlin Dr | Houston | 77055 |  | 29.79233 | -95.49894 | Non-Lead | Don't Know | Unknown |  | Unknown - Material Unknown | Before 1989 |  | Unknown |  |  |  | Single Family Residence |  |  |  | Tier 5 |  |  | Unknown | No Tier
0833240000003 | 1328 | Mickey Way | Houston | 77055 |  | 29.79357 | -95.51025 | Non-Lead | Don't Know | Unknown |  | Unknown - Material Unknown | Before 1989 |  | Unknown |  |  |  | Single Family Residence |  |  |  | Tier 5 |  |  | Unknown | No Tier
0925950000022 | 8830 | Cardwell Dr | Houston | 77055 |  | 29.78746 | -95.5062 | Non-Lead | Don't Know | Unknown |  | Unknown - Material Unknown | Before 1989 |  | Unknown |  |  |  | Single Family Residence |  |  |  | Tier 5 |  |  | Unknown | No Tier
0912350000002 | 8726 | Burkhart Rd | Houston | 77055 |  | 29.78951 | -95.50323 | Non-Lead | Don't Know | Unknown |  | Unknown - Material Unknown | Before 1989 |  | Unknown |  |  |  | Single Family Residence |  |  |  | Tier 5 |  |  | Unknown | No Tier
0835850000001 | 8730 | Winningham Ln | Houston | 77055 |  | 29.78863 | -95.50344 | Non-Lead | Don't Know | Unknown |  | Non-Lead | Between 1989 and 2014 |  | Non-Lead |  |  |  | Single Family Residence |  |  |  | Tier 5 |  |  | Non-Lead | No Tier
1174640000006 | 8922 | Cardwell Dr | Houston | 77055 |  | 29.78717 | -95.50972 | Non-Lead | Don't Know | Unknown |  | Non-Lead | Between 1989 and 2014 |  | Non-Lead |  |  |  | Single Family Residence |  |  |  | Tier 5 |  |  | Non-Lead | No Tier
1070080000007 | 8836 | Larston St | Houston | 77055 |  | 29.792 | -95.50655 | Non-Lead | Don't Know | Unknown |  | Unknown - Material Unknown | Before 1989 |  | Unknown |  |  |  | Single Family Residence |  |  |  | Tier 5 |  |  | Unknown | No Tier
1100330000008 | 8307 | Cedarspur Dr | Houston | 77055 |  | 29.78991 | -95.4932 | Non-Lead - Other | Yes | After 2014 | October 2024 replaced as part of CIP project | Unknown - Material Unknown | Before 1989 |  | Unknown |  |  |  | Single Family Residence |  |  |  | Tier 1 |  |  | Unknown | No Tier
0805580000348 | 8328 | Cedarbrake Dr | Houston | 77055 |  | 29.79133 | -95.49466 | Non-Lead | Don't Know | Unknown |  | Unknown - Material Unknown | Before 1989 |  | Unknown |  |  |  | Single Family Residence |  |  |  | Tier 5 |  |  | Unknown | No Tier
0805570000320 | 8437 | Cedarbrake Dr | Houston | 77055 |  | 29.79061 | -95.49769 | Non-Lead | Don't Know | Unknown |  | Non-Lead | Between 1989 and 2014 |  | Non-Lead |  |  |  | Single Family Residence |  |  |  | Tier 5 |  |  | Non-Lead | No Tier
0833270000019 | 1314 | Beutel Dr | Houston | 77055 |  | 29.79266 | -95.51138 | Non-Lead | Don't Know | Unknown |  | Non-Lead | Between 1989 and 2014 |  | Non-Lead |  |  |  | Single Family Residence |  |  |  | Tier 5 |  |  | Non-Lead | No Tier
1259850010059 | 45 | N Creekside Ct | Houston | 77055 |  | 29.78749 | -95.49212 | Non-Lead | Don't Know | Unknown |  | Non-Lead | Between 1989 and 2014 |  | Non-Lead |  |  |  | Single Family Residence |  |  |  | Tier 5 |  |  | Non-Lead | No Tier
1145170010005 | 1200 | Anne St | Houston | 77055 |  | 29.7884 | -95.51688 | Lead | Don't Know | Unknown |  | Unknown - Material Unknown | Before 1989 |  | Lead |  |  |  | Single Family Residence |  |  |  | Tier 1 |  |  | Lead | No Tier
0791300090158 | 8510 | Westview Dr | Houston | 77055 |  | 29.79418 | -95.49919 | Non-Lead | Don't Know | Unknown |  | Unknown - Material Unknown | Before 1989 |  | Unknown |  |  |  | Single Family Residence |  |  |  | Tier 5 |  |  | Unknown | No Tier
440340020342 | 8880 | Westview Dr | Houston | 77055 |  | 29.79439 | -95.50933 | Non-Lead | Don't Know | Unknown |  | Unknown - Material Unknown | Unknown |  | Unknown |  |  |  | Other |  |  |  | Tier 5 |  |  | Unknown | No Tier
440340020023 | 1119 | Adkins Road | Houston | 77055 |  | 29.78724146698096 | -95.5205942456282 | Non-Lead | Don't Know | Unknown |  | Unknown - Material Unknown | Unknown |  | Unknown |  |  |  | Building |  |  |  | Tier 5 |  |  | Unknown | No Tier
1099050000010 | 1110 | Anne St | Houston | 77055 |  | 29.78687 | -95.51604 | Lead | Don't Know | Unknown |  | Unknown - Material Unknown | Before 1989 |  | Lead |  |  |  | Single Family Residence |  |  |  | Tier 1 |  |  | Lead | No Tier
0803040000006 | 14 | Fries Ct | Houston | 77055 |  | 29.78892 | -95.50991 | Non-Lead | Don't Know | Unknown |  | Unknown - Material Unknown | Before 1989 |  | Unknown |  |  |  | Single Family Residence |  |  |  | Tier 5 |  |  | Unknown | No Tier
0810620000006 | 1107 | Green Valley Dr | Houston | 77055 |  | 29.78748 | -95.50428 | Non-Lead | Don't Know | Unknown |  | Unknown - Material Unknown | Before 1989 |  | Unknown |  |  |  | Single Family Residence |  |  |  | Tier 5 |  |  | Unknown | No Tier
0800550000018 | 8622 | Lupton Ln | Houston | 77055 |  | 29.79314 | -95.50197 | Non-Lead | Don't Know | Unknown |  | Unknown - Material Unknown | Before 1989 |  | Unknown |  |  |  | Single Family Residence |  |  |  | Tier 5 |  |  | Unknown | No Tier
1259850010046 | 82 | S Creekside Ct | Houston | 77055 |  | 29.78727 | -95.49348 | Non-Lead | Don't Know | Unknown |  | Non-Lead | Between 1989 and 2014 |  | Non-Lead |  |  |  | Single Family Residence |  |  |  | Tier 5 |  |  | Non-Lead | No Tier
1100310000003 | 8328 | Cedarspur Dr | Houston | 77055 |  | 29.79041 | -95.49468 | Non-Lead - Other | Yes | After 2014 | October 2024 replaced as part of CIP project | Unknown - Material Unknown | Before 1989 |  | Unknown |  |  |  | Single Family Residence |  |  |  | Tier 1 |  |  | Unknown | No Tier
0800600000017 | 1246 | Ben Hur Dr | Houston | 77055 |  | 29.79189 | -95.50566 | Non-Lead | Don't Know | Unknown |  | Non-Lead | Between 1989 and 2014 |  | Non-Lead |  |  |  | Single Family Residence |  |  |  | Tier 5 |  |  | Non-Lead | No Tier
1160470010015 | 9 | Woodsborough Cir | Houston | 77055 |  | 29.78749 | -95.49904 | Non-Lead | Don't Know | Unknown |  | Non-Lead | Between 1989 and 2014 |  | Non-Lead |  |  |  | Single Family Residence |  |  |  | Tier 5 |  |  | Non-Lead | No Tier
0925970000002 | 1006 | Ben Hur Dr | Houston | 77055 |  | 29.78545 | -95.50518 | Non-Lead | Don't Know | Unknown |  | Non-Lead | Between 1989 and 2014 |  | Non-Lead |  |  |  | Single Family Residence |  |  |  | Tier 5 |  |  | Non-Lead | No Tier
1052310010003 | 8806 | Echo Valley Dr | Houston | 77055 |  | 29.78588 | -95.50692 | Non-Lead | Don't Know | Unknown |  | Non-Lead | Between 1989 and 2014 |  | Non-Lead |  |  |  | Single Family Residence |  |  |  | Tier 5 |  |  | Non-Lead | No Tier
1174640000005 | 8918 | Cardwell Dr | Houston | 77055 |  | 29.78718 | -95.5094 | Non-Lead | Don't Know | Unknown |  | Non-Lead | Between 1989 and 2014 |  | Non-Lead |  |  |  | Single Family Residence |  |  |  | Tier 5 |  |  | Non-Lead | No Tier
0780330010018 | 8630 | Merlin Dr | Houston | 77055 |  | 29.79228 | -95.50288 | Non-Lead | Don't Know | Unknown |  | Non-Lead | After 2014 |  | Non-Lead |  |  |  | Single Family Residence |  |  |  | Tier 5 |  |  | Non-Lead | No Tier
0833250000010 | 1242 | Mickey Way | Houston | 77055 |  | 29.79169 | -95.51034 | Non-Lead | Don't Know | Unknown |  | Non-Lead | After 2014 |  | Non-Lead |  |  |  | Single Family Residence |  |  |  | Tier 5 |  |  | Non-Lead | No Tier
0780330010012 | 8606 | Merlin Dr | Houston | 77055 |  | 29.79226 | -95.50103 | Non-Lead | Don't Know | Unknown |  | Non-Lead | Between 1989 and 2014 |  | Non-Lead |  |  |  | Single Family Residence |  |  |  | Tier 5 |  |  | Non-Lead | No Tier
1100300000001 | 8301 | Winningham Ln | Houston | 77055 |  | 29.78815 | -95.49166 | Non-Lead - Other | Yes | After 2014 | Replaced November 2024 as a part of CIP project | Unknown - Material Unknown | Before 1989 |  | Unknown |  |  |  | Single Family Residence |  |  |  | Tier 1 |  |  | Unknown | No Tier
1174120000006 | 6 | Parkland Ct | Houston | 77055 |  | 29.78817 | -95.51833 | Non-Lead | Don't Know | Unknown |  | Non-Lead | Between 1989 and 2014 |  | Non-Lead |  |  |  | Single Family Residence |  |  |  | Tier 5 |  |  | Non-Lead | No Tier
0772490030010 | 1019 | Loeser Dr | Houston | 77055 |  | 29.78652 | -95.51201 | Non-Lead | Don't Know | Unknown |  | Non-Lead | Between 1989 and 2014 |  | Non-Lead |  |  |  | Single Family Residence |  |  |  | Tier 5 |  |  | Non-Lead | No Tier
1172840010001 | 1 | Pecan Trail Ln | Houston | 77055 |  | 29.78609 | -95.5142 | Non-Lead | Don't Know | Unknown |  | Non-Lead | Between 1989 and 2014 |  | Non-Lead |  |  |  | Single Family Residence |  |  |  | Tier 5 |  |  | Non-Lead | No Tier
1041080000004 | 9213 | Hilldale St. | Houston | 77055 |  | 29.78769 | -95.51893 | Non-Lead | Don't Know | Unknown |  | Unknown - Material Unknown | Before 1989 |  | Unknown |  |  |  | Single Family Residence |  |  |  | Tier 5 |  |  | Unknown | No Tier
0925950000012 | 1110 | Ben Hur Dr | Houston | 77055 |  | 29.78776 | -95.50525 | Non-Lead | Don't Know | Unknown |  | Unknown - Material Unknown | Before 1989 |  | Unknown |  |  |  | Single Family Residence |  |  |  | Tier 5 |  |  | Unknown | No Tier
0991580000007 | 8926 | Echo Valley Dr | Houston | 77055 |  | 29.78606 | -95.50994 | Lead | Don't Know | Unknown |  | Non-Lead | After 2014 |  | Lead |  |  |  | Single Family Residence |  |  |  | Tier 1 |  |  | Lead | No Tier
1089940000001 | 9012 | Larston St | Houston | 77055 |  | 29.79218 | -95.51192 | Non-Lead | Don't Know | Unknown |  | Unknown - Material Unknown | Before 1989 |  | Unknown |  |  |  | Single Family Residence |  |  |  | Tier 5 |  |  | Unknown | No Tier
0800590000003 | 1325 | Ben Hur Dr | Houston | 77055 |  | 29.79354 | -95.50611 | Non-Lead | Don't Know | Unknown |  | Unknown - Material Unknown | Before 1989 |  | Unknown |  |  |  | Single Family Residence |  |  |  | Tier 5 |  |  | Unknown | No Tier
1100320000004 | 1201 | Pech Rd | Houston | 77055 |  | 29.78958 | -95.49525 | Non-Lead - Other | Yes | After 2014 | Replaced in November 2024 as part of CIP project | Unknown - Material Unknown | Before 1989 |  | Unknown |  |  |  | Single Family Residence |  |  |  | Tier 1 |  |  | Unknown | No Tier
0822740000109 | 8809 | Cedarspur Dr | Houston | 77055 |  | 29.79014 | -95.50437 | Non-Lead | Don't Know | Unknown |  | Non-Lead | Between 1989 and 2014 |  | Non-Lead |  |  |  | Single Family Residence |  |  |  | Tier 5 |  |  | Non-Lead | No Tier
0810660000005 | 1013 | Teresa Dr | Houston | 77055 |  | 29.78582 | -95.50477 | Non-Lead | Don't Know | Unknown |  | Unknown - Material Unknown | Before 1989 |  | Unknown |  |  |  | Single Family Residence |  |  |  | Tier 5 |  |  | Unknown | No Tier
0800550000015 | 8610 | Lupton Ln | Houston | 77055 |  | 29.79313 | -95.50121 | Non-Lead | Don't Know | Unknown |  | Non-Lead - Other | After 2014 | Resident had plumbing replaced in May 2024 | Non-Lead |  |  |  | Single Family Residence |  |  |  | Tier 5 |  |  | Non-Lead | No Tier
1169110000012 | 23 | Inverness Park Way | Houston | 77055 |  | 29.79291 | -95.50992 | Non-Lead | Don't Know | Unknown |  | Non-Lead | Between 1989 and 2014 |  | Non-Lead |  |  |  | Single Family Residence |  |  |  | Tier 5 |  |  | Non-Lead | No Tier
1124990000006 | 8610 | Cedarspur Dr | Houston | 77055 |  | 29.79056 | -95.50119 | Non-Lead - Other | Yes | After 2014 | (CIP 2025) Service Line Replacement | Unknown - Material Unknown | Before 1989 |  | Unknown |  |  |  | Single Family Residence |  |  |  | Tier 1 |  |  | Unknown | No Tier
0805520000254 | 8425 | Merlin Dr | Houston | 77055 |  | 29.79183 | -95.49732 | Non-Lead | Don't Know | Unknown |  | Unknown - Material Unknown | Before 1989 |  | Unknown |  |  |  | Single Family Residence |  |  |  | Tier 5 |  |  | Unknown | No Tier
1259850010012 | 30 | N Creekside Ct | Houston | 77055 |  | 29.78777 | -95.49344 | Non-Lead | Don't Know | Unknown |  | Non-Lead | Between 1989 and 2014 |  | Non-Lead |  |  |  | Single Family Residence |  |  |  | Tier 5 |  |  | Non-Lead | No Tier
0943260000009 | 8715 | Green Valley Dr | Houston | 77055 |  | 29.78714 | -95.50285 | Non-Lead | Don't Know | Unknown |  | Unknown - Material Unknown | Before 1989 |  | Unknown |  |  |  | Single Family Residence |  |  |  | Tier 5 |  |  | Unknown | No Tier
0872220000003 | 8830 | Croes Dr | Houston | 77055 |  | 29.78963 | -95.5075 | Lead | Don't Know | Unknown |  | Unknown - Material Unknown | Before 1989 |  | Lead |  |  |  | Single Family Residence |  |  |  | Tier 1 |  |  | Lead | No Tier
1169110000009 | 29 | Inverness Park Way | Houston | 77055 |  | 29.79361 | -95.50988 | Non-Lead | Don't Know | Unknown |  | Non-Lead | Between 1989 and 2014 |  | Non-Lead |  |  |  | Single Family Residence |  |  |  | Tier 5 |  |  | Non-Lead | No Tier
0440340020015 | 8564 | Katy Freeway | Spring Valley Village | 77024 |  | 29.78734055913192 | -95.49640007216263 | Lead | Don't Know | Unknown |  | Unknown - Material Unknown | Before 1989 |  | Lead |  |  |  | Building | [6 empty] | Lead | No Tier
1070080000012 | 8849 | Larston St | Houston | 77055 |  | 29.79153 | -95.50754 | Non-Lead | Don't Know | Unknown |  | Lead | Before 1989 |  | Lead |  |  |  | Single Family Residence |  |  |  | Tier 1 |  |  | Lead | No Tier
0805490000220 | 1316 | Neeley Dr | Houston | 77055 |  | 29.79233 | -95.4992 | Non-Lead | Don't Know | Unknown |  | Non-Lead | Between 1989 and 2014 |  | Non-Lead |  |  |  | Single Family Residence |  |  |  | Tier 5 |  |  | Non-Lead | No Tier
0440340020091 | 9219 | Hilldale St. | Houston | 77055 |  | 29.78769 | -95.51937 | Non-Lead | Don't Know | Unknown |  | Non-Lead | After 2014 |  | Non-Lead |  |  |  | Single Family Residence |  |  |  | Tier 5 |  |  | Non-Lead | No Tier
1160150010001 | 8444 | Burkhart Rd | Houston | 77055 |  | 29.78981 | -95.49888 | Non-Lead - Other | Don't Know | Unknown | (CIP 2024) Service Line Replacement | Unknown - Material Unknown | Between 1989 and 2014 |  | Unknown |  |  |  | Single Family Residence |  |  |  | Tier 1 |  |  | Lead | No Tier
0833270000022 | 1302 | Beutel Dr | Houston | 77055 |  | 29.79199 | -95.51139 | Non-Lead | Don't Know | Unknown |  | Non-Lead | Between 1989 and 2014 |  | Non-Lead |  |  |  | Single Family Residence |  |  |  | Tier 5 |  |  | Non-Lead | No Tier
440340020482 | 1224 | Campbell Rd | Houston | 77055 |  | 29.79126 | -95.51358 | Non-Lead | Don't Know | Unknown |  | Unknown - Material Unknown | Unknown |  | Unknown |  |  |  | Single Family Residence |  |  |  | Tier 5 |  |  | Unknown | No Tier
0800630000042 | 1246 | Caudle Dr | Houston | 77055 |  | 29.79203 | -95.50464 | Non-Lead | Don't Know | Unknown |  | Non-Lead | After 2014 |  | Non-Lead |  |  |  | Single Family Residence |  |  |  | Tier 5 |  |  | Non-Lead | No Tier
1160470010022 | 12 | Woodsborough Cir | Houston | 77055 |  | 29.78793 | -95.49928 | Non-Lead | Don't Know | Unknown |  | Non-Lead | Between 1989 and 2014 |  | Non-Lead |  |  |  | Single Family Residence |  |  |  | Tier 5 |  |  | Non-Lead | No Tier
0924690000006 | 8710 | Cedarspur Dr | Houston | 77055 |  | 29.79053 | -95.50213 | Non-Lead | Don't Know | Unknown |  | Unknown - Material Unknown | Before 1989 |  | Unknown |  |  |  | Single Family Residence |  |  |  | Tier 5 |  |  | Unknown | No Tier
1171520010015 | 8822 | Heather Cir | Houston | 77055 |  | 29.78838 | -95.5075 | Non-Lead | Don't Know | Unknown |  | Non-Lead | After 2014 |  | Non-Lead |  |  |  | Single Family Residence |  |  |  | Tier 5 |  |  | Non-Lead | No Tier
0772490060002 | 9013 | W Tex Dr | Houston | 77055 |  | 29.78577 | -95.51155 | Non-Lead | Don't Know | Unknown |  | Unknown - Material Unknown | Before 1989 |  | Unknown |  |  |  | Single Family Residence |  |  |  | Tier 5 |  |  | Unknown | No Tier
0761470010008 | 9010 | Elizabeth Rd | Houston | 77055 |  | 29.79122 | -95.51157 | Non-Lead | Don't Know | Unknown |  | Non-Lead | After 2014 |  | Non-Lead |  |  |  | Single Family Residence |  |  |  | Tier 5 |  |  | Non-Lead | No Tier
0780330010017 | 8624 | Merlin Dr | Houston | 77055 |  | 29.79228 | -95.50257 | Non-Lead | Don't Know | Unknown |  | Unknown - Material Unknown | Before 1989 |  | Unknown |  |  |  | Single Family Residence |  |  |  | Tier 5 |  |  | Unknown | No Tier
1076010000002 | 9120 | Hilldale St. | Houston | 77055 |  | 29.78844 | -95.51769 | Lead | Don't Know | Unknown |  | Non-Lead | Between 1989 and 2014 |  | Lead |  |  |  | Single Family Residence |  |  |  | Tier 1 |  |  | Lead | No Tier
0925950000008 | 8827 | Winningham Ln | Houston | 77055 |  | 29.7883 | -95.50537 | Non-Lead | Don't Know | Unknown |  | Non-Lead | After 2014 |  | Non-Lead |  |  |  | Single Family Residence |  |  |  | Tier 5 |  |  | Non-Lead | No Tier
1224750010002 | 8614 | Westview Dr | Houston | 77055 |  | 29.79421 | -95.50154 | Lead | Don't Know | Unknown |  | Non-Lead | Between 1989 and 2014 |  | Lead |  |  |  | Single Family Residence |  |  |  | Tier 1 |  |  | Lead | No Tier
0800580000006 | 8622 | Lanell Ln | Houston | 77055 |  | 29.79629 | -95.50206 | Non-Lead | Don't Know | Unknown |  | Unknown - Material Unknown | Before 1989 |  | Unknown |  |  |  | Single Family Residence |  |  |  | Tier 5 |  |  | Unknown | No Tier
0791300080148 | 8428 | Lofland Dr | Houston | 77055 |  | 29.79532 | -95.49879 | Non-Lead | Don't Know | Unknown |  | Non-Lead | Between 1989 and 2014 |  | Non-Lead |  |  |  | Single Family Residence |  |  |  | Tier 5 |  |  | Non-Lead | No Tier
1169210000001 | 11 | Wild Oak Cir | Houston | 77055 |  | 29.78646 | -95.50846 | Lead | Don't Know | Unknown |  | Non-Lead | Between 1989 and 2014 |  | Lead |  |  |  | Single Family Residence |  |  |  | Tier 1 |  |  | Lead | No Tier
1302550010003 | 3 | Burkhart Forest Ct | Houston | 77055 |  | 29.79017 | -95.49561 | Non-Lead | Don't Know | Unknown |  | Non-Lead | Between 1989 and 2014 |  | Non-Lead |  |  |  | Single Family Residence |  |  |  | Tier 5 |  |  | Non-Lead | No Tier
0780330020008 | 8627 | Merlin Dr | Houston | 77055 |  | 29.79184 | -95.50287 | Non-Lead | Don't Know | Unknown |  | Non-Lead - Plastic | Between 1989 and 2014 | Resident updated plumbing service line in 2007 | Non-Lead |  |  |  | Single Family Residence |  |  |  | Tier 5 |  |  | Non-Lead | No Tier
1124990000003 | 8609 | Cedarspur Dr | Houston | 77055 |  | 29.78999 | -95.5012 | Non-Lead - Other | Don't Know | After 2014 | (CIP 2025) Service Line Replacement | Unknown - Material Unknown | Before 1989 |  | Unknown |  |  |  | Single Family Residence |  |  |  | Tier 1 |  |  | Unknown | No Tier
1112290000005 | 8845 | Cavell St | Houston | 77055 |  | 29.78618 | -95.50697 | Non-Lead | Don't Know | Unknown |  | Non-Lead | Between 1989 and 2014 |  | Non-Lead |  |  |  | Single Family Residence |  |  |  | Tier 5 |  |  | Non-Lead | No Tier
0833260000015 | 9013 | Larston St | Houston | 77055 |  | 29.79157 | -95.51165 | Non-Lead | Don't Know | Unknown |  | Unknown - Material Unknown | Before 1989 |  | Unknown |  |  |  | Single Family Residence |  |  |  | Tier 5 |  |  | Unknown | No Tier
0805560000299 | 1308 | Modiste St | Houston | 77055 |  | 29.79157 | -95.49812 | Non-Lead | Don't Know | Unknown |  | Unknown - Material Unknown | Before 1989 |  | Unknown |  |  |  | Single Family Residence |  |  |  | Tier 5 |  |  | Unknown | No Tier
0791300100175 | 8428 | Raylin Dr | Houston | 77055 |  | 29.79364 | -95.49736 | Non-Lead | Don't Know | Unknown |  | Unknown - Material Unknown | Before 1989 |  | Unknown |  |  |  | Single Family Residence |  |  |  | Tier 5 |  |  | Unknown | No Tier
1174640000001 | 8906 | Cardwell Dr | Houston | 77055 |  | 29.78719 | -95.50844 | Non-Lead | Don't Know | Unknown |  | Non-Lead | Between 1989 and 2014 |  | Non-Lead |  |  |  | Single Family Residence |  |  |  | Tier 5 |  |  | Non-Lead | No Tier
1090320000001 | 1 | Wild Oak Cir | Houston | 77055 |  | 29.7869 | -95.50857 | Lead | Don't Know | Unknown |  | Unknown - Material Unknown | Before 1989 |  | Lead |  |  |  | Single Family Residence |  |  |  | Tier 1 |  |  | Lead | No Tier
0975250000013 | 1222 | Voss Rd | Houston | 77055 |  | 29.79132 | -95.50338 | Non-Lead | Don't Know | Unknown |  | Non-Lead | Between 1989 and 2014 |  | Non-Lead |  |  |  | Single Family Residence |  |  |  | Tier 5 |  |  | Non-Lead | No Tier
1156640000006 | 8860 | Cedarspur Dr | Houston | 77055 |  | 29.79 | -95.50662 | Lead | Don't Know | Unknown |  | Lead | Before 1989 |  | Lead |  |  |  | Single Family Residence |  |  |  | Tier 1 |  |  | Lead | No Tier
0830790000010 | 8937 | Croes Dr | Houston | 77055 |  | 29.79037 | -95.5099 | Non-Lead | Don't Know | Unknown |  | Unknown - Material Unknown | Before 1989 |  | Unknown |  |  |  | Single Family Residence |  |  |  | Tier 5 |  |  | Unknown | No Tier
440340020395 | 1022 | Campbell Road | Spring Valley Village | 77055 |  | 29.786437 | -95.513881 | Lead | Don't Know | Unknown |  | Unknown - Material Unknown | Unknown |  | Lead |  |  |  | Building | [6 empty] | Lead | No Tier
0912340000005 | 8713 | Burkhart Rd | Houston | 77055 |  | 29.78903 | -95.50248 | Non-Lead | Don't Know | Unknown |  | Unknown - Material Unknown | After 2014 |  | Unknown |  |  |  | Single Family Residence |  |  |  | Tier 5 |  |  | Unknown | No Tier
0800590000009 | 1301 | Ben Hur Dr | Houston | 77055 |  | 29.79213 | -95.50623 | Non-Lead | Don't Know | Unknown |  | Non-Lead | Between 1989 and 2014 |  | Non-Lead |  |  |  | Single Family Residence |  |  |  | Tier 5 |  |  | Non-Lead | No Tier
0791300090166 | 8419 | Lofland Dr | Houston | 77055 |  | 29.79469 | -95.49841 | Non-Lead | Don't Know | Unknown |  | Unknown - Material Unknown | Before 1989 |  | Unknown |  |  |  | Single Family Residence |  |  |  | Tier 5 |  |  | Unknown | No Tier
0805550000293 | 1307 | Modiste St | Houston | 77055 |  | 29.79156 | -95.49866 | Non-Lead | Don't Know | Unknown |  | Unknown - Material Unknown | Before 1989 |  | Unknown |  |  |  | Single Family Residence |  |  |  | Tier 5 |  |  | Unknown | No Tier
1174640000002 | 8908 | Cardwell Dr | Houston | 77055 |  | 29.78719 | -95.50868 | Non-Lead | Don't Know | Unknown |  | Non-Lead | Between 1989 and 2014 |  | Non-Lead |  |  |  | Single Family Residence |  |  |  | Tier 5 |  |  | Non-Lead | No Tier
0872220000004 | 8826 | Croes Dr | Houston | 77055 |  | 29.78963 | -95.50725 | Lead | Don't Know | Unknown |  | Unknown - Material Unknown | Before 1989 |  | Lead |  |  |  | Single Family Residence |  |  |  | Tier 1 |  |  | Lead | No Tier
0810330000064 | 8802 | Lanell Ln | Houston | 77055 |  | 29.79577 | -95.50529 | Non-Lead | Don't Know | Unknown |  | Unknown - Material Unknown | Before 1989 |  | Unknown |  |  |  | Single Family Residence |  |  |  | Tier 5 |  |  | Unknown | No Tier
1100330000030 | 8308 | Winningham Ln | Houston | 77055 |  | 29.7886 | -95.49309 | Non-Lead - Other | Don't Know | Unknown | (CIP 2024) Service Line Replacement | Unknown - Material Unknown | Before 1989 |  | Unknown |  |  |  | Single Family Residence |  |  |  | Tier 1 |  |  | Lead | No Tier
1090320000002 | 2 | Wild Oak Cir | Houston | 77055 |  | 29.78685 | -95.50905 | Lead | Don't Know | Unknown |  | Unknown - Material Unknown | Before 1989 |  | Lead |  |  |  | Single Family Residence |  |  |  | Tier 1 |  |  | Lead | No Tier
1174640000007 | 8926 | Cardwell Dr | Houston | 77055 |  | 29.78721 | -95.50992 | Non-Lead | Don't Know | Unknown |  | Non-Lead | Between 1989 and 2014 |  | Non-Lead |  |  |  | Single Family Residence |  |  |  | Tier 5 |  |  | Non-Lead | No Tier
1000390000003 | 9015 | Lupton Ct | Houston | 77055 |  | 29.7925 | -95.51319 | Non-Lead | Don't Know | Unknown |  | Unknown - Material Unknown | Before 1989 |  | Unknown |  |  |  | Single Family Residence |  |  |  | Tier 5 |  |  | Unknown | No Tier
0805530000268 | 8330 | Leafy Ln | Houston | 77055 |  | 29.79334 | -95.49398 | Non-Lead | Don't Know | Unknown |  | Unknown - Material Unknown | Before 1989 |  | Unknown |  |  |  | Single Family Residence |  |  |  | Tier 5 |  |  | Unknown | No Tier
1169110000005 | 32 | Inverness Park Way | Houston | 77055 |  | 29.79401 | -95.50929 | Non-Lead | Don't Know | Unknown |  | Non-Lead | Between 1989 and 2014 |  | Non-Lead |  |  |  | Single Family Residence |  |  |  | Tier 5 |  |  | Non-Lead | No Tier
1144080000003 | 9209 | Cardwell Dr | Houston | 77055 |  | 29.78637 | -95.51887 | Non-Lead | Don't Know | Unknown |  | Unknown - Material Unknown | Before 1989 |  | Unknown |  |  |  | Single Family Residence |  |  |  | Tier 5 |  |  | Unknown | No Tier
1000390000013 | 9010 | Lupton Ct | Houston | 77055 |  | 29.79303 | -95.51295 | Non-Lead | Don't Know | Unknown |  | Unknown - Material Unknown | After 2014 |  | Unknown |  |  |  | Single Family Residence |  |  |  | Tier 5 |  |  | Unknown | No Tier
1100330000042 | 8324 | Burkhart Cir | Houston | 77055 |  | 29.78947 | -95.49406 | Non-Lead - Other | Yes | After 2014 | Replaced in November 2024 as part of CIP project | Unknown - Material Unknown | Before 1989 |  | Unknown |  |  |  | Single Family Residence |  |  |  | Tier 1 |  |  | Unknown | No Tier
0805520000262 | 1309 | Pech Rd | Houston | 77055 |  | 29.79183 | -95.49573 | Non-Lead | Don't Know | Unknown |  | Unknown - Material Unknown | Before 1989 |  | Unknown |  |  |  | Single Family Residence |  |  |  | Tier 5 |  |  | Unknown | No Tier
0660530000025 | 8841 | Cedarbrake Dr | Houston | 77055 |  | 29.79103 | -95.50659 | Non-Lead | Don't Know | Unknown |  | Unknown - Material Unknown | Before 1989 |  | Unknown |  |  |  | Single Family Residence |  |  |  | Tier 5 |  |  | Unknown | No Tier
0810630000006 | 1034 | Teresa Dr | Houston | 77055 |  | 29.78711 | -95.50511 | Non-Lead | Don't Know | Unknown |  | Non-Lead | After 2014 |  | Non-Lead |  |  |  | Single Family Residence |  |  |  | Tier 5 |  |  | Non-Lead | No Tier
1259850010041 | 27 | N Creekside Ct | Houston | 77055 |  | 29.78748 | -95.49378 | Non-Lead | Don't Know | Unknown |  | Non-Lead | Between 1989 and 2014 |  | Non-Lead |  |  |  | Single Family Residence |  |  |  | Tier 5 |  |  | Non-Lead | No Tier
0925970000006 | 1022 | Ben Hur Dr | Houston | 77055 |  | 29.78627 | -95.50519 | Non-Lead | Don't Know | Unknown |  | Non-Lead | After 2014 |  | Non-Lead |  |  |  | Single Family Residence |  |  |  | Tier 5 |  |  | Non-Lead | No Tier
1100330000005 | 8317 | Cedarspur Dr | Houston | 77055 |  | 29.7899 | -95.49386 | Non-Lead - Other | Yes | After 2014 | October 2024 replaced as part of CIP project | Unknown - Material Unknown | Before 1989 |  | Unknown |  |  |  | Single Family Residence |  |  |  | Tier 1 |  |  | Unknown | No Tier
0924680000013 | 8717 | Cedarspur Dr | Houston | 77055 |  | 29.78992 | -95.50279 | Non-Lead | Don't Know | Unknown |  | Unknown - Material Unknown | Before 1989 |  | Unknown |  |  |  | Single Family Residence |  |  |  | Tier 5 |  |  | Unknown | No Tier
0660350000002 | 1218 | Voss Road | Spring Valley Village | 77055 |  | 29.79099921436878 | -95.50337442492354 | Non-Lead | Don't Know | Unknown |  | Unknown - Material Unknown | Before 1989 |  | Unknown |  |  |  | Multiple Family Residence |  |  |  | Tier 5 |  |  | Unknown | No Tier
0772490050004 | 1106 | Traweek St | Houston | 77055 |  | 29.7871 | -95.51032 | Non-Lead | Don't Know | Unknown |  | Unknown - Material Unknown | Before 1989 |  | Unknown |  |  |  | Single Family Residence |  |  |  | Tier 5 |  |  | Unknown | No Tier
0731590000045 | 9162 | Cardwell Dr | Houston | 77055 |  | 29.78752 | -95.51756 | Lead | Don't Know | Unknown |  | Non-Lead | Between 1989 and 2014 |  | Lead |  |  |  | Single Family Residence |  |  |  | Tier 1 |  |  | Lead | No Tier
0822730000099 | 8822 | Cedarspur Dr | Houston | 77055 |  | 29.79063 | -95.50504 | Non-Lead | Don't Know | Unknown |  | Unknown - Material Unknown | Between 1989 and 2014 |  | Unknown |  |  |  | Single Family Residence |  |  |  | Tier 5 |  |  | Unknown | No Tier
0800570000014 | 8702 | Cedardale Dr | Houston | 77055 |  | 29.79524 | -95.50234 | Non-Lead | Don't Know | Unknown |  | Unknown - Material Unknown | Before 1989 |  | Unknown |  |  |  | Single Family Residence |  |  |  | Tier 5 |  |  | Unknown | No Tier
0925960000005 | 8826 | Cavell Ct. | Houston | 77055 |  | 29.78635 | -95.50596 | Non-Lead | Don't Know | Unknown |  | Unknown - Material Unknown | Before 1989 |  | Unknown |  |  |  | Single Family Residence |  |  |  | Tier 5 |  |  | Unknown | No Tier
0761470010002 | 9052 | Elizabeth Rd | Houston | 77055 |  | 29.79097 | -95.51359 | Non-Lead | Don't Know | Unknown |  | Unknown - Material Unknown | Before 1989 |  | Unknown |  |  |  | Single Family Residence |  |  |  | Tier 5 |  |  | Unknown | No Tier
0805530000265 | 8342 | Leafy Ln | Houston | 77055 |  | 29.79338 | -95.49482 | Non-Lead | Don't Know | Unknown |  | Unknown - Material Unknown | Before 1989 |  | Unknown |  |  |  | Single Family Residence |  |  |  | Tier 5 |  |  | Unknown | No Tier
0440340020066 | 8514 | Burkhart Rd | Houston | 77055 |  | 29.78999 | -95.49954 | Non-Lead | Don't Know | Unknown | (CIP 2024) Service Line Replacement | Non-Lead | Between 1989 and 2014 |  | Non-Lead |  |  |  | Single Family Residence |  |  |  | Tier 1 |  |  | Lead | No Tier
0924680000012 | 8713 | Cedarspur Dr | Houston | 77055 |  | 29.78992 | -95.50255 | Non-Lead | Don't Know | Unknown |  | Non-Lead | After 2014 |  | Non-Lead |  |  |  | Single Family Residence |  |  |  | Tier 5 |  |  | Non-Lead | No Tier
0822740000112 | 8802 | Burkhart Rd | Houston | 77055 |  | 29.78982 | -95.50391 | Non-Lead | Don't Know | Unknown |  | Non-Lead | Between 1989 and 2014 |  | Non-Lead |  |  |  | Single Family Residence |  |  |  | Tier 5 |  |  | Non-Lead | No Tier
0991580000004 | 8914 | Echo Valley Dr | Houston | 77055 |  | 29.78608 | -95.50922 | Lead | Don't Know | Unknown |  | Lead | Before 1989 |  | Lead |  |  |  | Single Family Residence |  |  |  | Tier 1 |  |  | Lead | No Tier
0803050000019 | 8917 | Bace Dr | Houston | 77055 |  | 29.78799 | -95.50949 | Non-Lead | Don't Know | Unknown |  | Unknown - Material Unknown | Before 1989 |  | Unknown |  |  |  | Single Family Residence |  |  |  | Tier 5 |  |  | Unknown | No Tier
0800550000006 | 8701 | Westview Dr | Houston | 77055 |  | 29.79352 | -95.50223 | Lead | Don't Know | Unknown |  | Unknown - Material Unknown | Before 1989 |  | Lead |  |  |  | Single Family Residence |  |  |  | Tier 1 |  |  | Lead | No Tier
1453100010001 | 8421 | Burkhart Rd | Houston | 77055 |  | 29.78903 | -95.49776 | Non-Lead - Other | Don't Know | After 2014 | (CIP 2025) Service Line Replacement | Non-Lead | After 2014 |  | Non-Lead |  |  |  | Single Family Residence |  |  |  | Tier 1 |  |  | Non-Lead | No Tier
0805520000258 | 8413 | Merlin Dr | Houston | 77055 |  | 29.79183 | -95.49651 | Non-Lead | Don't Know | Unknown |  | Unknown - Material Unknown | Before 1989 |  | Unknown |  |  |  | Single Family Residence |  |  |  | Tier 5 |  |  | Unknown | No Tier
0800540000011 | 8605 | Lupton Ln | Houston | 77055 |  | 29.7926 | -95.50094 | Non-Lead | Don't Know | Unknown |  | Non-Lead | Between 1989 and 2014 |  | Non-Lead |  |  |  | Single Family Residence |  |  |  | Tier 5 |  |  | Non-Lead | No Tier
1259850010023 | 54 | N Creekside Ct | Houston | 77055 |  | 29.78753 | -95.49111 | Non-Lead | Don't Know | Unknown |  | Non-Lead | Between 1989 and 2014 |  | Non-Lead |  |  |  | Single Family Residence |  |  |  | Tier 5 |  |  | Non-Lead | No Tier
0805580000341 | 1307 | Krist Dr | Houston | 77055 |  | 29.79154 | -95.49325 | Non-Lead | Don't Know | Unknown |  | Non-Lead | After 2014 |  | Non-Lead |  |  |  | Single Family Residence |  |  |  | Tier 5 |  |  | Non-Lead | No Tier
0440340020519 | 1065 | Bingle Road | Spring Valley Village | 77055 |  | 29.78657623134218 | -95.50256309547629 | Non-Lead | Don't Know | Unknown |  | Unknown - Material Unknown | Unknown |  | Unknown |  |  |  | Other |  |  |  | Tier 5 |  |  | Unknown | No Tier
0833240000004 | 1324 | Mickey Way | Houston | 77055 |  | 29.79333 | -95.51027 | Non-Lead | Don't Know | Unknown |  | Non-Lead | Between 1989 and 2014 |  | Non-Lead |  |  |  | Single Family Residence |  |  |  | Tier 5 |  |  | Non-Lead | No Tier
0805500000228 | 8440 | Merlin Dr | Houston | 77055 |  | 29.79232 | -95.49794 | Non-Lead | Don't Know | Unknown |  | Non-Lead | After 2014 |  | Non-Lead |  |  |  | Single Family Residence |  |  |  | Tier 5 |  |  | Non-Lead | No Tier
0440340020087 | 8418 | Burkhart Rd | Houston | 77055 |  | 29.79 | -95.49723 | Non-Lead - Other | Don't Know | After 2014 | (CIP 2025) Service Line Replacement | Unknown - Material Unknown | Before 1989 |  | Unknown |  |  |  | Single Family Residence |  |  |  | Tier 1 |  |  | Unknown | No Tier
0761470020019 | 9009 | Randy Dr | Houston | 77055 |  | 29.7898 | -95.51143 | Non-Lead | Don't Know | Unknown |  | Non-Lead | After 2014 |  | Non-Lead |  |  |  | Single Family Residence |  |  |  | Tier 5 |  |  | Non-Lead | No Tier
0833260000012 | 9001 | Larston St | Houston | 77055 |  | 29.79156 | -95.51089 | Non-Lead | Don't Know | Unknown |  | Non-Lead | Between 1989 and 2014 |  | Non-Lead |  |  |  | Single Family Residence |  |  |  | Tier 5 |  |  | Non-Lead | No Tier
1100280000002 | 8439 | Winningham Ln | Houston | 77055 |  | 29.78832 | -95.49785 | Non-Lead - Other | Don't Know | After 2014 | Replaced in April 2025 CIP project | Unknown - Material Unknown | Before 1989 |  | Unknown |  |  |  | Single Family Residence |  |  |  | Tier 1 |  |  | Unknown | No Tier
1156650000008 | 8508 | Cedarbrake Dr | Houston | 77055 |  | 29.79064 | -95.4994 | Lead | Don't Know | Unknown |  | Unknown - Material Unknown | Before 1989 |  | Lead |  |  |  | Single Family Residence |  |  |  | Tier 1 |  |  | Lead | No Tier
0810640000001 | 8715 | Cavell Ln | Houston | 77055 |  | 29.78574 | -95.50307 | Non-Lead | Don't Know | Unknown |  | Unknown - Material Unknown | Before 1989 |  | Unknown |  |  |  | Single Family Residence |  |  |  | Tier 5 |  |  | Unknown | No Tier
0830790000002 | 8905 | Croes Dr | Houston | 77055 |  | 29.78922 | -95.50872 | Non-Lead | Don't Know | Unknown |  | Non-Lead | After 2014 |  | Non-Lead |  |  |  | Single Family Residence |  |  |  | Tier 5 |  |  | Non-Lead | No Tier
0833240000008 | 1308 | Mickey Way | Houston | 77055 |  | 29.7924 | -95.51034 | Non-Lead | Don't Know | Unknown |  | Non-Lead | Between 1989 and 2014 |  | Non-Lead |  |  |  | Single Family Residence |  |  |  | Tier 5 |  |  | Non-Lead | No Tier
0925970000007 | 1026 | Ben Hur Dr | Houston | 77055 |  | 29.78649 | -95.5052 | Non-Lead | Don't Know | Unknown |  | Non-Lead | After 2014 |  | Non-Lead |  |  |  | Single Family Residence |  |  |  | Tier 5 |  |  | Non-Lead | No Tier
0925950000011 | 1106 | Ben Hur Dr | Houston | 77055 |  | 29.78749 | -95.50522 | Non-Lead | Don't Know | Unknown |  | Non-Lead | After 2014 |  | Non-Lead |  |  |  | Single Family Residence |  |  |  | Tier 5 |  |  | Non-Lead | No Tier
0912340000008 | 8701 | Burkhart Rd | Houston | 77055 |  | 29.78903 | -95.50174 | Non-Lead | Don't Know | Unknown |  | Unknown - Material Unknown | Before 1989 |  | Unknown |  |  |  | Single Family Residence |  |  |  | Tier 5 |  |  | Unknown | No Tier
0731590000023 | 9220 | Hilldale St. | Houston | 77055 |  | 29.78842 | -95.51934 | Non-Lead | Don't Know | Unknown |  | Non-Lead | Between 1989 and 2014 |  | Non-Lead |  |  |  | Single Family Residence |  |  |  | Tier 5 |  |  | Non-Lead | No Tier
0912350000004 | 8718 | Burkhart Rd | Houston | 77055 |  | 29.78951 | -95.50272 | Non-Lead | Don't Know | Unknown |  | Unknown - Material Unknown | Before 1989 |  | Unknown |  |  |  | Single Family Residence |  |  |  | Tier 5 |  |  | Unknown | No Tier
0841220000004 | 8863 | Cardwell Dr | Houston | 77055 |  | 29.78698 | -95.50723 | Non-Lead | Don't Know | Unknown |  | Unknown - Material Unknown | Before 1989 |  | Unknown |  |  |  | Single Family Residence |  |  |  | Tier 5 |  |  | Unknown | No Tier
0772490020014 | 1109 | Lone Star Dr | Houston | 77055 |  | 29.78756 | -95.51304 | Non-Lead | Don't Know | Unknown |  | Non-Lead | After 2014 |  | Non-Lead |  |  |  | Single Family Residence |  |  |  | Tier 5 |  |  | Non-Lead | No Tier
1259850010048 | 84 | S Creekside Ct | Houston | 77055 |  | 29.78727 | -95.49333 | Non-Lead | Don't Know | Unknown |  | Non-Lead | Between 1989 and 2014 |  | Non-Lead |  |  |  | Single Family Residence |  |  |  | Tier 5 |  |  | Non-Lead | No Tier
0925960000007 | 8831 | Cavell Ct. | Houston | 77055 |  | 29.7858 | -95.5062 | Non-Lead | Don't Know | Unknown |  | Non-Lead | Between 1989 and 2014 |  | Non-Lead |  |  |  | Single Family Residence |  |  |  | Tier 5 |  |  | Non-Lead | No Tier
1168960010004 | 8517 | Burkhart Rd | Houston | 77055 |  | 29.78901 | -95.49947 | Non-Lead | Don't Know | Unknown | (CIP 2024) Service Line Replacement | Non-Lead | After 2014 |  | Non-Lead |  |  |  | Single Family Residence |  |  |  | Tier 1 |  |  | Lead | No Tier
0810330000060 | 1430 | Cedarbrook Dr | Houston | 77055 |  | 29.79607 | -95.50605 | Non-Lead | Don't Know | Unknown |  | Non-Lead | Between 1989 and 2014 |  | Non-Lead |  |  |  | Single Family Residence |  |  |  | Tier 5 |  |  | Non-Lead | No Tier
0805570000322 | 8425 | Cedarbrake Dr | Houston | 77055 |  | 29.79061 | -95.49721 | Non-Lead | Don't Know | Unknown |  | Non-Lead | Between 1989 and 2014 |  | Non-Lead |  |  |  | Single Family Residence |  |  |  | Tier 5 |  |  | Non-Lead | No Tier
0731590010009 | 9190 | Katy Freeway | Spring Valley Village | 77055 |  | 29.785297288781038 | -95.51747907216215 | Non-Lead | Don't Know | Unknown |  | Unknown - Material Unknown | Before 1989 |  | Unknown |  |  |  | Building |  |  |  | Tier 5 |  |  | Unknown | No Tier
1052310010004 | 8802 | Echo Valley Dr | Houston | 77055 |  | 29.78586 | -95.50658 | Non-Lead | Don't Know | Unknown |  | Non-Lead | Between 1989 and 2014 |  | Non-Lead |  |  |  | Single Family Residence |  |  |  | Tier 5 |  |  | Non-Lead | No Tier
0805600000363 | 1302 | Krist Dr | Houston | 77055 |  | 29.79134 | -95.4925 | Non-Lead | Don't Know | Unknown |  | Non-Lead | Between 1989 and 2014 |  | Non-Lead |  |  |  | Single Family Residence |  |  |  | Tier 5 |  |  | Non-Lead | No Tier
0660530000015 | 1321 | Fries Rd | Houston | 77055 |  | 29.79235 | -95.50875 | Non-Lead | Don't Know | Unknown |  | Unknown - Material Unknown | Before 1989 |  | Unknown |  |  |  | Single Family Residence |  |  |  | Tier 5 |  |  | Unknown | No Tier
0975250000020 | 8619 | Cedarbrake Dr | Houston | 77055 |  | 29.79096 | -95.50162 | Lead | Don't Know | Unknown |  | Unknown - Material Unknown | Before 1989 |  | Lead |  |  |  | Single Family Residence |  |  |  | Tier 1 |  |  | Lead | No Tier
1171520010011 | 8823 | Heather Cir | Houston | 77055 |  | 29.78781 | -95.50744 | Non-Lead | Don't Know | Unknown |  | Non-Lead | Between 1989 and 2014 |  | Non-Lead |  |  |  | Single Family Residence |  |  |  | Tier 5 |  |  | Non-Lead | No Tier
0810630000011 | 1030 | Teresa Dr | Houston | 77055 |  | 29.78674 | -95.50422 | Non-Lead | Don't Know | Unknown |  | Non-Lead | After 2014 |  | Non-Lead |  |  |  | Single Family Residence |  |  |  | Tier 5 |  |  | Non-Lead | No Tier
440340020506 | 1313 | Campbell Road | Houston | 77055 |  | 29.792613722636105 | -95.51452007216238 | Non-Lead | Don't Know | Unknown |  | Unknown - Material Unknown | Unknown |  | Unknown |  |  |  | Building |  |  |  | Tier 5 |  |  | Unknown | No Tier
1361860010001 | 1001 | Katy Freeway | Spring Valley Village | 77055 |  | 29.785406723192423 | -95.51472677768426 | Non-Lead | Don't Know | Unknown |  | Non-Lead | After 2014 |  | Non-Lead |  |  |  | Building |  |  |  | Tier 5 |  |  | Non-Lead | No Tier
1100290000011 | 8317 | Winningham Ln | Houston | 77055 |  | 29.78808 | -95.49277 | Non-Lead - Other | Yes | After 2014 | Replaced November 2024 as a part of CIP project | Non-Lead - Plastic | Between 1989 and 2014 | resident confirmed plumbing is PVC | Non-Lead |  |  |  | Single Family Residence |  |  |  | Tier 1 |  |  | Non-Lead | No Tier
1289170020006 | 3 | Windsor Pl | Houston | 77055 |  | 29.79383 | -95.51229 | Non-Lead | Don't Know | Unknown |  | Non-Lead | Between 1989 and 2014 |  | Non-Lead |  |  |  | Single Family Residence |  |  |  | Tier 5 |  |  | Non-Lead | No Tier
0800630000043 | 1242 | Caudle Dr | Houston | 77055 |  | 29.79178 | -95.50468 | Non-Lead | Don't Know | Unknown |  | Non-Lead | Between 1989 and 2014 |  | Non-Lead |  |  |  | Single Family Residence |  |  |  | Tier 5 |  |  | Non-Lead | No Tier
0791300100179 | 5 | Cam Ct | Houston | 77055 |  | 29.79401 | -95.49672 | Non-Lead | Don't Know | Unknown |  | Non-Lead - Plastic | Between 1989 and 2014 | Resident confirmed to city plumbing was replaced in 2009 | Non-Lead |  |  |  | Single Family Residence |  |  |  | Tier 5 |  |  | Non-Lead | No Tier
1224840010006 | 8830 | Inverness Park Way | Houston | 77055 |  | 29.79283 | -95.50683 | Non-Lead | Don't Know | Unknown |  | Non-Lead | Between 1989 and 2014 |  | Non-Lead |  |  |  | Single Family Residence |  |  |  | Tier 5 |  |  | Non-Lead | No Tier
1099060000022 | 9146 | Penn Manor Ct | Houston | 77055 |  | 29.78654 | -95.51689 | Lead | Don't Know | Unknown |  | Unknown - Material Unknown | Before 1989 |  | Lead |  |  |  | Single Family Residence |  |  |  | Tier 1 |  |  | Lead | No Tier
0810640000003 | 8723 | Cavell Ln | Houston | 77055 |  | 29.78569 | -95.50372 | Non-Lead | Don't Know | Unknown |  | Unknown - Material Unknown | Before 1989 |  | Unknown |  |  |  | Single Family Residence |  |  |  | Tier 5 |  |  | Unknown | No Tier
0810340000066 | 8730 | Lanell Ln | Houston | 77055 |  | 29.79607 | -95.5046 | Non-Lead | Don't Know | Unknown |  | Unknown - Material Unknown | Before 1989 |  | Unknown |  |  |  | Single Family Residence |  |  |  | Tier 5 |  |  | Unknown | No Tier
0822750000124 | 1209 | Ben Hur Dr | Houston | 77055 |  | 29.79021 | -95.5062 | Non-Lead | Don't Know | Unknown |  | Unknown - Material Unknown | Before 1989 |  | Unknown |  |  |  | Single Family Residence |  |  |  | Tier 5 |  |  | Unknown | No Tier
1185630010001 | 1202 | Bingle Rd | Houston | 77055 |  | 29.79017 | -95.50004 | Non-Lead | Don't Know | Unknown |  | Non-Lead | Between 1989 and 2014 |  | Non-Lead |  |  |  | Single Family Residence |  |  |  | Tier 5 |  |  | Non-Lead | No Tier
0791300120204 | 8425 | Raylin Dr | Houston | 77055 |  | 29.79307 | -95.49726 | Non-Lead | Don't Know | Unknown |  | Unknown - Material Unknown | Before 1989 |  | Unknown |  |  |  | Single Family Residence |  |  |  | Tier 5 |  |  | Unknown | No Tier
1174640000012 | 8911 | Cardwell Dr | Houston | 77055 |  | 29.78768 | -95.50897 | Non-Lead | Don't Know | Unknown |  | Non-Lead | Between 1989 and 2014 |  | Non-Lead |  |  |  | Single Family Residence |  |  |  | Tier 5 |  |  | Non-Lead | No Tier
0925950000017 | 1127 | Ben Hur Dr | Houston | 77055 |  | 29.78786 | -95.50622 | Non-Lead | Don't Know | Unknown |  | Non-Lead | Between 1989 and 2014 |  | Non-Lead |  |  |  | Single Family Residence |  |  |  | Tier 5 |  |  | Non-Lead | No Tier
0772490030005 | 1102 | Lone Star Dr | Houston | 77055 |  | 29.78699 | -95.51234 | Non-Lead | Don't Know | Unknown |  | Non-Lead | After 2014 |  | Non-Lead |  |  |  | Single Family Residence |  |  |  | Tier 5 |  |  | Non-Lead | No Tier
1100330000038 | 8335 | Burkhart Cir | Houston | 77055 |  | 29.78896 | -95.49475 | Non-Lead - Other | Yes | After 2014 | Replaced in November 2024 as part of CIP project | Unknown - Material Unknown | Before 1989 |  | Unknown |  |  |  | Single Family Residence |  |  |  | Tier 1 |  |  | Unknown | No Tier
0800560000017 | 8702 | Westview Dr | Houston | 77055 |  | 29.79417 | -95.50234 | Non-Lead - Other | Don't Know | Unknown |  | Non-Lead | After 2014 |  | Non-Lead |  |  |  | Single Family Residence |  |  |  | Tier 1 |  |  | Non-Lead | No Tier
1100330000045 | 8336 | Burkhart Cir | Houston | 77055 |  | 29.7895 | -95.49476 | Non-Lead - Other | Yes | After 2014 | Replaced in November 2024 as part of CIP project | Unknown - Material Unknown | Before 1989 |  | Unknown |  |  |  | Single Family Residence |  |  |  | Tier 1 |  |  | Unknown | No Tier
0731590000027 | 9166 | Cardwell Dr | Houston | 77055 |  | 29.78752 | -95.51784 | Non-Lead | Don't Know | Unknown |  | Non-Lead | Between 1989 and 2014 |  | Non-Lead |  |  |  | Single Family Residence |  |  |  | Tier 5 |  |  | Non-Lead | No Tier
1145170010007 | 9112 | Hilldale St. | Houston | 77055 |  | 29.78863 | -95.51653 | Lead | Don't Know | Unknown |  | Unknown - Material Unknown | Before 1989 |  | Lead |  |  |  | Single Family Residence |  |  |  | Tier 1 |  |  | Lead | No Tier
1209480020010 | 1106 | Joshua Ln | Houston | 77055 |  | 30.00825 | -95.41157 | Non-Lead | Don't Know | Unknown |  | Non-Lead | Between 1989 and 2014 |  | Non-Lead |  |  |  | Single Family Residence |  |  |  | Tier 5 |  |  | Non-Lead | No Tier
1168270000012 | 5 | Inverness Park Way | Houston | 77055 |  | 29.79247 | -95.5079 | Non-Lead | Don't Know | Unknown |  | Unknown - Material Unknown | Before 1989 |  | Unknown |  |  |  | Single Family Residence |  |  |  | Tier 5 |  |  | Unknown | No Tier
1156640000004 | 8852 | Cedarspur Dr | Houston | 77055 |  | 29.79 | -95.50721 | Lead | Don't Know | Unknown |  | Unknown - Material Unknown | Before 1989 |  | Lead |  |  |  | Single Family Residence |  |  |  | Tier 1 |  |  | Lead | No Tier
0975250000011 | 8642 | Cedarbrake Dr | Houston | 77055 |  | 29.79146 | -95.50294 | Lead | Don't Know | Unknown |  | Unknown - Material Unknown | Before 1989 |  | Lead |  |  |  | Single Family Residence |  |  |  | Tier 1 |  |  | Lead | No Tier
0822740000119 | 8830 | Burkhart Rd | Houston | 77055 |  | 29.78979 | -95.50547 | Non-Lead | Don't Know | Unknown |  | Unknown - Material Unknown | Before 1989 |  | Unknown |  |  |  | Single Family Residence |  |  |  | Tier 5 |  |  | Unknown | No Tier
0822730000088 | 8821 | Cedarbrake Dr | Houston | 77055 |  | 29.79095 | -95.5054 | Non-Lead | Don't Know | Unknown |  | Non-Lead | Between 1989 and 2014 |  | Non-Lead |  |  |  | Single Family Residence |  |  |  | Tier 5 |  |  | Non-Lead | No Tier
0831210000003 | 8942 | Croes Dr | Houston | 77055 |  | 29.7912 | -95.50928 | Non-Lead | Don't Know | Unknown |  | Non-Lead | Between 1989 and 2014 |  | Non-Lead |  |  |  | Single Family Residence |  |  |  | Tier 5 |  |  | Non-Lead | No Tier
0872220000016 | 8801 | Croes Dr | Houston | 77055 |  | 29.78868 | -95.5071 | Lead | Don't Know | Unknown |  | Non-Lead | Between 1989 and 2014 |  | Lead |  |  |  | Single Family Residence |  |  |  | Tier 1 |  |  | Lead | No Tier
1100330000033 | 8320 | Winningham Ln | Houston | 77055 |  | 29.78858 | -95.49377 | Non-Lead - Other | Yes | After 2014 | Replaced November 2024 as part of CIP project | Unknown - Material Unknown | Before 1989 |  | Unknown |  |  |  | Single Family Residence |  |  |  | Tier 1 |  |  | Unknown | No Tier
1172840010005 | 16 | Pecan Trail Ln | Houston | 77055 |  | 29.7861 | -95.51556 | Non-Lead | Don't Know | Unknown |  | Non-Lead | Between 1989 and 2014 |  | Non-Lead |  |  |  | Single Family Residence |  |  |  | Tier 5 |  |  | Non-Lead | No Tier
0810340000065 | 8734 | Lanell Ln | Houston | 77055 |  | 29.79595 | -95.50486 | Non-Lead | Don't Know | Unknown |  | Unknown - Material Unknown | Before 1989 |  | Unknown |  |  |  | Single Family Residence |  |  |  | Tier 5 |  |  | Unknown | No Tier
1185630010002 | 8518 | Burkhart Rd | Houston | 77055 |  | 29.78972 | -95.49988 | Non-Lead | Don't Know | Unknown | (CIP 2024) Service Line Replacement | Non-Lead | Between 1989 and 2014 |  | Non-Lead |  |  |  | Single Family Residence |  |  |  | Tier 1 |  |  | Lead | No Tier
0810370000079 | 1413 | Bracher St. | Houston | 77055 |  | 29.7948 | -95.50467 | Non-Lead | Don't Know | Unknown |  | Unknown - Material Unknown | Before 1989 |  | Unknown |  |  |  | Single Family Residence |  |  |  | Tier 5 |  |  | Unknown | No Tier
0800570000004 | 8709 | Lanell Ln | Houston | 77055 |  | 29.79566 | -95.50285 | Non-Lead | Don't Know | Unknown |  | Unknown - Material Unknown | Before 1989 |  | Unknown |  |  |  | Single Family Residence |  |  |  | Tier 5 |  |  | Unknown | No Tier
0805590000356 | 8313 | Cedarbrake Dr | Houston | 77055 |  | 29.7908 | -95.49388 | Non-Lead | Don't Know | Unknown |  | Unknown - Material Unknown | Before 1989 |  | Unknown |  |  |  | Single Family Residence |  |  |  | Tier 5 |  |  | Unknown | No Tier
0835850000003 | 8722 | Winningham Ln | Houston | 77055 |  | 29.78865 | -95.50292 | Non-Lead | Don't Know | Unknown |  | Unknown - Material Unknown | Before 1989 |  | Unknown |  |  |  | Single Family Residence |  |  |  | Tier 5 |  |  | Unknown | No Tier
1259850010015 | 36 | N Creekside Ct | Houston | 77055 |  | 29.78777 | -95.49278 | Non-Lead | Don't Know | Unknown |  | Non-Lead | Between 1989 and 2014 |  | Non-Lead |  |  |  | Single Family Residence |  |  |  | Tier 5 |  |  | Non-Lead | No Tier
1160470010017 | 15 | Woodsborough Cir | Houston | 77055 |  | 29.78745 | -95.49965 | Non-Lead | Don't Know | Unknown |  | Non-Lead | Between 1989 and 2014 |  | Non-Lead |  |  |  | Single Family Residence |  |  |  | Tier 5 |  |  | Non-Lead | No Tier
0772490010010 | 9010 | Bace Dr | Houston | 77055 |  | 29.7887 | -95.51105 | Non-Lead | Don't Know | Unknown |  | Non-Lead | After 2014 |  | Non-Lead |  |  |  | Single Family Residence |  |  |  | Tier 5 |  |  | Non-Lead | No Tier
1089940000012 | 9033 | Larston St | Houston | 77055 |  | 29.7916 | -95.51286 | Non-Lead | Don't Know | Unknown |  | Unknown - Material Unknown | Before 1989 |  | Unknown |  |  |  | Single Family Residence |  |  |  | Tier 5 |  |  | Unknown | No Tier
0800540000005 | 8705 | Lupton Ln | Houston | 77055 |  | 29.79261 | -95.50247 | Non-Lead | Don't Know | Unknown |  | Unknown - Material Unknown | Before 1989 |  | Unknown |  |  |  | Single Family Residence |  |  |  | Tier 5 |  |  | Unknown | No Tier
1373380000004 | 8871 | Butcher Ct | Houston | 77055 |  | 29.79354 | -95.50896 | Non-Lead | Don't Know | Unknown |  | Non-Lead | After 2014 |  | Non-Lead |  |  |  | Single Family Residence |  |  |  | Tier 5 |  |  | Non-Lead | No Tier
1160470010002 | 2 | Woodsborough Cir | Houston | 77055 |  | 29.78661 | -95.49873 | Non-Lead | Don't Know | Unknown |  | Non-Lead | Between 1989 and 2014 |  | Non-Lead |  |  |  | Single Family Residence |  |  |  | Tier 5 |  |  | Non-Lead | No Tier
1100320000003 | 1205 | Pech Rd | Houston | 77055 |  | 29.78978 | -95.49525 | Non-Lead - Other | Yes | After 2014 | October 2024 replaced as part of CIP project | Unknown - Material Unknown | Before 1989 |  | Unknown |  |  |  | Single Family Residence |  |  |  | Tier 1 |  |  | Unknown | No Tier
0761470010011 | 9002 | Elizabeth Rd | Houston | 77055 |  | 29.79121 | -95.51109 | Non-Lead | Don't Know | Unknown |  | Non-Lead | Between 1989 and 2014 |  | Non-Lead |  |  |  | Single Family Residence |  |  |  | Tier 5 |  |  | Non-Lead | No Tier
1259850010002 | 4 | N Creekside Ct | Houston | 77055 |  | 29.78746 | -95.49533 | Non-Lead | Don't Know | Unknown |  | Non-Lead | Between 1989 and 2014 |  | Non-Lead |  |  |  | Single Family Residence |  |  |  | Tier 5 |  |  | Non-Lead | No Tier
0810370000078 | 1409 | Bracher St. | Houston | 77055 |  | 29.7946 | -95.50446 | Non-Lead | Don't Know | Unknown |  | Non-Lead | Between 1989 and 2014 |  | Non-Lead |  |  |  | Single Family Residence |  |  |  | Tier 5 |  |  | Non-Lead | No Tier
0872220000006 | 8818 | Croes Dr | Houston | 77055 |  | 29.7896 | -95.50667 | Lead | Don't Know | Unknown |  | Unknown - Material Unknown | Before 1989 |  | Lead |  |  |  | Single Family Residence |  |  |  | Tier 1 |  |  | Lead | No Tier
1319200010002 | 1108 | Bade St | Houston | 77055 |  | 29.78656 | -95.5178 | Non-Lead | Don't Know | Unknown |  | Non-Lead | Between 1989 and 2014 |  | Non-Lead |  |  |  | Single Family Residence |  |  |  | Tier 5 |  |  | Non-Lead | No Tier
0925960000009 | 8823 | Cavell Ct. | Houston | 77055 |  | 29.78577 | -95.50571 | Non-Lead | Don't Know | Unknown |  | Unknown - Material Unknown | Before 1989 |  | Unknown |  |  |  | Single Family Residence |  |  |  | Tier 5 |  |  | Unknown | No Tier
1259850010049 | 35 | N Creekside Ct | Houston | 77055 |  | 29.78748 | -95.49318 | Non-Lead | Don't Know | Unknown |  | Non-Lead | Between 1989 and 2014 |  | Non-Lead |  |  |  | Single Family Residence |  |  |  | Tier 5 |  |  | Non-Lead | No Tier
1209480020013 | 1118 | Joshua Ln | Houston | 77055 |  | 30.0085 | -95.41117 | Non-Lead | Don't Know | Unknown |  | Non-Lead | Between 1989 and 2014 |  | Non-Lead |  |  |  | Single Family Residence |  |  |  | Tier 5 |  |  | Non-Lead | No Tier
1259850010013 | 32 | N Creekside Ct | Houston | 77055 |  | 29.78777 | -95.49322 | Non-Lead | Don't Know | Unknown |  | Non-Lead | Between 1989 and 2014 |  | Non-Lead |  |  |  | Single Family Residence |  |  |  | Tier 5 |  |  | Non-Lead | No Tier
0761470020041 | 9003 | Randy Dr | Houston | 77055 |  | 29.78967 | -95.51056 | Non-Lead | Don't Know | Unknown |  | Non-Lead | Between 1989 and 2014 |  | Non-Lead |  |  |  | Single Family Residence |  |  |  | Tier 5 |  |  | Non-Lead | No Tier
0660530000035 | 1264 | Fries Rd | Houston | 77055 |  | 29.79103 | -95.50701 | Non-Lead | Don't Know | Unknown |  | Unknown - Material Unknown | Before 1989 |  | Unknown |  |  |  | Single Family Residence |  |  |  | Tier 5 |  |  | Unknown | No Tier
0440340030008 | 1132 | Fries Rd | Houston | 77055 |  | 29.78778 | -95.50785 | Non-Lead | Don't Know | Unknown |  | Unknown - Material Unknown | Before 1989 |  | Unknown |  |  |  | Single Family Residence |  |  |  | Tier 5 |  |  | Unknown | No Tier
1070080000016 | 8848 | Larston St | Houston | 77055 |  | 29.79204 | -95.50729 | Non-Lead | Don't Know | Unknown |  | Lead | Before 1989 |  | Lead |  |  |  | Single Family Residence |  |  |  | Tier 1 |  |  | Lead | No Tier
0810320000056 | 1413 | Cedarbrook Dr | Houston | 77055 |  | 29.79487 | -95.50581 | Non-Lead | Don't Know | Unknown |  | Non-Lead | Between 1989 and 2014 |  | Non-Lead |  |  |  | Single Family Residence |  |  |  | Tier 5 |  |  | Non-Lead | No Tier
0800630000048 | 8801 | Merlin Dr | Houston | 77055 |  | 29.79179 | -95.50397 | Non-Lead | Don't Know | Unknown |  | Unknown - Material Unknown | Before 1989 |  | Unknown |  |  |  | Single Family Residence |  |  |  | Tier 5 |  |  | Unknown | No Tier
1144080000004 | 9212 | Cardwell Dr | Houston | 77055 |  | 29.78662 | -95.51889 | Non-Lead | Don't Know | Unknown |  | Unknown - Material Unknown | Before 1989 |  | Unknown |  |  |  | Single Family Residence |  |  |  | Tier 5 |  |  | Unknown | No Tier
0791300120203 | 8429 | Raylin Dr | Houston | 77055 |  | 29.79306 | -95.49751 | Non-Lead | Don't Know | Unknown |  | Unknown - Material Unknown | Before 1989 |  | Unknown |  |  |  | Single Family Residence |  |  |  | Tier 5 |  |  | Unknown | No Tier
0805560000300 | 1306 | Modiste St | Houston | 77055 |  | 29.79137 | -95.49812 | Non-Lead | Don't Know | Unknown |  | Unknown - Material Unknown | Before 1989 |  | Unknown |  |  |  | Single Family Residence |  |  |  | Tier 5 |  |  | Unknown | No Tier
0925950000021 | 8826 | Cardwell Dr | Houston | 77055 |  | 29.78738 | -95.50595 | Non-Lead | Don't Know | Unknown |  | Non-Lead | After 2014 |  | Non-Lead |  |  |  | Single Family Residence |  |  |  | Tier 5 |  |  | Non-Lead | No Tier
1156650000001 | 8519 | Cedarbrake Dr | Houston | 77055 |  | 29.79118 | -95.50018 | Lead | Don't Know | Unknown |  | Non-Lead | Between 1989 and 2014 |  | Lead |  |  |  | Single Family Residence |  |  |  | Tier 1 |  |  | Lead | No Tier
1000390000006 | 9003 | Lupton Ct | Houston | 77055 |  | 29.79259 | -95.51241 | Non-Lead | Don't Know | Unknown |  | Unknown - Material Unknown | Before 1989 |  | Unknown |  |  |  | Single Family Residence |  |  |  | Tier 5 |  |  | Unknown | No Tier
0805540000292 | 8341 | Leafy Ln | Houston | 77055 |  | 29.79274 | -95.49491 | Non-Lead | Don't Know | Unknown |  | Unknown - Material Unknown | Before 1989 |  | Unknown |  |  |  | Single Family Residence |  |  |  | Tier 5 |  |  | Unknown | No Tier
1100310000004 | 8324 | Cedarspur Dr | Houston | 77055 |  | 29.79041 | -95.49446 | Non-Lead - Other | Yes | After 2014 | October 2024 replaced as part of CIP project | Unknown - Material Unknown | Before 1989 |  | Unknown |  |  |  | Single Family Residence |  |  |  | Tier 1 |  |  | Unknown | No Tier
0780330010011 | 8602 | Merlin Dr | Houston | 77055 |  | 29.79226 | -95.50072 | Non-Lead | Don't Know | Unknown |  | Unknown - Material Unknown | Before 1989 |  | Unknown |  |  |  | Single Family Residence |  |  |  | Tier 5 |  |  | Unknown | No Tier
0800550000021 | 8710 | Lupton Ln | Houston | 77055 |  | 29.79315 | -95.50273 | Non-Lead | Don't Know | Unknown |  | Unknown - Material Unknown | Before 1989 |  | Unknown |  |  |  | Single Family Residence |  |  |  | Tier 5 |  |  | Unknown | No Tier
1100330000010 | 1213 | Krist Dr | Houston | 77055 |  | 29.78991 | -95.49269 | Non-Lead - Other | Yes | After 2014 | Line replaced in October 2024 as part of Capital Improvement Plan | Unknown - Material Unknown | Before 1989 |  | Unknown |  |  |  | Single Family Residence |  |  |  | Tier 1 |  |  | Unknown | No Tier
0791300100172 | 8423 | Westview Dr | Houston | 77055 |  | 29.79427 | -95.49677 | Non-Lead | Don't Know | Unknown |  | Unknown - Material Unknown | Before 1989 |  | Unknown |  |  |  | Single Family Residence |  |  |  | Tier 5 |  |  | Unknown | No Tier
1259850010017 | 42 | N Creekside Ct | Houston | 77055 |  | 29.78777 | -95.49232 | Non-Lead | Don't Know | Unknown |  | Non-Lead | Between 1989 and 2014 |  | Non-Lead |  |  |  | Single Family Residence |  |  |  | Tier 5 |  |  | Non-Lead | No Tier
0805550000298 | 1221 | Modiste St | Houston | 77055 |  | 29.79053 | -95.49868 | Non-Lead | Don't Know | Unknown |  | Unknown - Material Unknown | Before 1989 |  | Unknown |  |  |  | Single Family Residence |  |  |  | Tier 5 |  |  | Unknown | No Tier
0731590040002 | 9215 | Hilldale St. | Houston | 77055 |  | 29.78769 | -95.51926 | Non-Lead | Don't Know | Unknown |  | Non-Lead | After 2014 |  | Non-Lead |  |  |  | Single Family Residence |  |  |  | Tier 5 |  |  | Non-Lead | No Tier
0800570000016 | 8618 | Cedardale Dr | Houston | 77055 |  | 29.7953 | -95.50181 | Non-Lead | Don't Know | Unknown |  | Unknown - Material Unknown | Before 1989 |  | Unknown |  |  |  | Single Family Residence |  |  |  | Tier 5 |  |  | Unknown | No Tier
1259850010014 | 34 | N Creekside Ct | Houston | 77055 |  | 29.78777 | -95.493 | Non-Lead | Don't Know | Unknown |  | Non-Lead | Between 1989 and 2014 |  | Non-Lead |  |  |  | Single Family Residence |  |  |  | Tier 5 |  |  | Non-Lead | No Tier
1089940000003 | 9020 | Larston St | Houston | 77055 |  | 29.79216 | -95.5124 | Non-Lead | Don't Know | Unknown |  | Unknown - Material Unknown | Before 1989 |  | Unknown |  |  |  | Single Family Residence |  |  |  | Tier 5 |  |  | Unknown | No Tier
0660530000014 | 1322 | Fries Rd | Houston | 77055 |  | 29.79231 | -95.50772 | Non-Lead | Don't Know | Unknown |  | Non-Lead | After 2014 |  | Non-Lead |  |  |  | Single Family Residence |  |  |  | Tier 5 |  |  | Non-Lead | No Tier
1100330000029 | 8304 | Winningham Ln | Houston | 77055 |  | 29.7886 | -95.49286 | Non-Lead - Other | Don't Know | Unknown | (CIP 2024) Service Line Replacement | Unknown - Material Unknown | Before 1989 |  | Unknown |  |  |  | Single Family Residence |  |  |  | Tier 1 |  |  | Lead | No Tier
1259850010008 | 18 | N Creekside Ct | Houston | 77055 |  | 29.78776 | -95.49432 | Non-Lead | Don't Know | Unknown |  | Non-Lead | Between 1989 and 2014 |  | Non-Lead |  |  |  | Single Family Residence |  |  |  | Tier 5 |  |  | Non-Lead | No Tier
0833270000023 | 1301 | Mickey Way | Houston | 77055 |  | 29.79199 | -95.51096 | Non-Lead | Don't Know | Unknown |  | Unknown - Material Unknown | Before 1989 |  | Unknown |  |  |  | Single Family Residence |  |  |  | Tier 5 |  |  | Unknown | No Tier
0912350000005 | 8714 | Burkhart Rd | Houston | 77055 |  | 29.78951 | -95.50247 | Non-Lead | Don't Know | Unknown |  | Unknown - Material Unknown | Before 1989 |  | Unknown |  |  |  | Single Family Residence |  |  |  | Tier 5 |  |  | Unknown | No Tier
0830800000014 | 8930 | Croes Dr | Houston | 77055 |  | 29.79055 | -95.50932 | Non-Lead | Don't Know | Unknown |  | Non-Lead | Between 1989 and 2014 |  | Non-Lead |  |  |  | Single Family Residence |  |  |  | Tier 5 |  |  | Non-Lead | No Tier
1168270000009 | 11 | Inverness Park Way | Houston | 77055 |  | 29.79251 | -95.50826 | Non-Lead | Don't Know | Unknown |  | Non-Lead | Between 1989 and 2014 |  | Non-Lead |  |  |  | Single Family Residence |  |  |  | Tier 5 |  |  | Non-Lead | No Tier
1099060000016 | 9147 | Penn Manor Ct | Houston | 77055 |  | 29.78588 | -95.517 | Lead | Don't Know | Unknown |  | Unknown - Material Unknown | Before 1989 |  | Lead |  |  |  | Single Family Residence |  |  |  | Tier 1 |  |  | Lead | No Tier
1209480020006 | 1111 | Joshua Ln | Houston | 77055 |  | 30.0087 | -95.41173 | Non-Lead | Don't Know | Unknown |  | Non-Lead | Between 1989 and 2014 |  | Non-Lead |  |  |  | Single Family Residence |  |  |  | Tier 5 |  |  | Non-Lead | No Tier
0803040000011 | 8914 | Bace Dr | Houston | 77055 |  | 29.78845 | -95.50917 | Non-Lead | Don't Know | Unknown |  | Unknown - Material Unknown | Before 1989 |  | Unknown |  |  |  | Single Family Residence |  |  |  | Tier 5 |  |  | Unknown | No Tier
0772490060001 | 9017 | W Tex Dr | Houston | 77055 |  | 29.78574 | -95.51208 | Non-Lead | Don't Know | Unknown |  | Unknown - Material Unknown | Before 1989 |  | Unknown |  |  |  | Single Family Residence |  |  |  | Tier 5 |  |  | Unknown | No Tier
0800600000016 | 1302 | Ben Hur Dr | Houston | 77055 |  | 29.79213 | -95.50567 | Non-Lead | Don't Know | Unknown |  | Non-Lead | After 2014 |  | Non-Lead |  |  |  | Single Family Residence |  |  |  | Tier 5 |  |  | Non-Lead | No Tier
1099060000020 | 9155 | Penn Manor Ct | Houston | 77055 |  | 29.78598 | -95.51738 | Lead | Don't Know | Unknown |  | Unknown - Material Unknown | Before 1989 |  | Lead |  |  |  | Single Family Residence |  |  |  | Tier 1 |  |  | Lead | No Tier
0805540000277 | 1320 | Pech Rd | Houston | 77055 |  | 29.79284 | -95.49522 | Non-Lead | Don't Know | Unknown |  | Non-Lead | After 2014 |  | Non-Lead |  |  |  | Single Family Residence |  |  |  | Tier 5 |  |  | Non-Lead | No Tier
1100320000008 | 1101 | Pech Rd | Houston | 77055 |  | 29.78874 | -95.49525 | Non-Lead - Other | Don't Know | After 2014 | Replaced in April 2025 CIP project | Unknown - Material Unknown | Before 1989 |  | Unknown |  |  |  | Single Family Residence |  |  |  | Tier 1 |  |  | Unknown | No Tier
0833270000018 | 1318 | Beutel Dr | Houston | 77055 |  | 29.79288 | -95.51137 | Non-Lead | Don't Know | Unknown |  | Unknown - Material Unknown | Before 1989 |  | Unknown |  |  |  | Single Family Residence |  |  |  | Tier 5 |  |  | Unknown | No Tier
1100320000002 | 1209 | Pech Rd | Houston | 77055 |  | 29.78999 | -95.49525 | Non-Lead - Other | Yes | After 2014 | October 2024 replaced as part of CIP project | Unknown - Material Unknown | Before 1989 |  | Unknown |  |  |  | Single Family Residence |  |  |  | Tier 1 |  |  | Unknown | No Tier
0925970000003 | 1010 | Ben Hur Dr | Houston | 77055 |  | 29.78565 | -95.50519 | Non-Lead | Don't Know | Unknown |  | Non-Lead | Between 1989 and 2014 |  | Non-Lead |  |  |  | Single Family Residence |  |  |  | Tier 5 |  |  | Non-Lead | No Tier
0822740000118 | 8826 | Burkhart Rd | Houston | 77055 |  | 29.78979 | -95.50525 | Non-Lead | Don't Know | Unknown |  | Non-Lead | Between 1989 and 2014 |  | Non-Lead |  |  |  | Single Family Residence |  |  |  | Tier 5 |  |  | Non-Lead | No Tier
1112290000006 | 8841 | Cavell St | Houston | 77055 |  | 29.78622 | -95.50658 | Non-Lead | Don't Know | Unknown |  | Lead | Before 1989 |  | Lead |  |  |  | Single Family Residence |  |  |  | Tier 1 |  |  | Lead | No Tier
0810360000075 | 8725 | Cedardale Dr | Houston | 77055 |  | 29.79457 | -95.50387 | Non-Lead | Don't Know | Unknown |  | Unknown - Material Unknown | Before 1989 |  | Unknown |  |  |  | Single Family Residence |  |  |  | Tier 5 |  |  | Unknown | No Tier
0975250000017 | 8631 | Cedarbrake Dr | Houston | 77055 |  | 29.79096 | -95.50228 | Lead | Don't Know | Unknown |  | Unknown - Material Unknown | Before 1989 |  | Lead |  |  |  | Single Family Residence |  |  |  | Tier 1 |  |  | Lead | No Tier
1089940000007 | 9036 | Larston St | Houston | 77055 |  | 29.79213 | -95.51354 | Non-Lead | Don't Know | Unknown |  | Unknown - Material Unknown | After 2014 |  | Unknown |  |  |  | Single Family Residence |  |  |  | Tier 5 |  |  | Unknown | No Tier
0810310000051 | 8818 | Westview Dr | Houston | 77055 |  | 29.79456 | -95.50612 | Non-Lead | Don't Know | Unknown |  | Non-Lead | After 2014 |  | Non-Lead |  |  |  | Single Family Residence |  |  |  | Tier 5 |  |  | Non-Lead | No Tier
0830800000017 | 8918 | Croes Dr | Houston | 77055 |  | 29.78992 | -95.50932 | Non-Lead | Don't Know | Unknown |  | Unknown - Material Unknown | Before 1989 |  | Unknown |  |  |  | Single Family Residence |  |  |  | Tier 5 |  |  | Unknown | No Tier
0833240000007 | 1312 | Mickey Way | Houston | 77055 |  | 29.79263 | -95.51034 | Non-Lead | Don't Know | Unknown |  | Non-Lead | Between 1989 and 2014 |  | Non-Lead |  |  |  | Single Family Residence |  |  |  | Tier 5 |  |  | Non-Lead | No Tier
1000390000004 | 9011 | Lupton Ct | Houston | 77055 |  | 29.79251 | -95.51296 | Non-Lead | Don't Know | Unknown |  | Unknown - Material Unknown | Before 1989 |  | Unknown |  |  |  | Single Family Residence |  |  |  | Tier 5 |  |  | Unknown | No Tier
1173700000002 | 1242 | Bingle Rd | Houston | 77055 |  | 29.79153 | -95.49966 | Non-Lead | Don't Know | Unknown |  | Unknown - Material Unknown | Before 1989 |  | Unknown |  |  |  | Single Family Residence |  |  |  | Tier 5 |  |  | Unknown | No Tier
0800630000047 | 8802 | Cedarbrake Dr | Houston | 77055 |  | 29.79146 | -95.50396 | Non-Lead | Don't Know | Unknown |  | Unknown - Material Unknown | Before 1989 |  | Unknown |  |  |  | Single Family Residence |  |  |  | Tier 5 |  |  | Unknown | No Tier
0805520000261 | 8405 | Merlin Dr | Houston | 77055 |  | 29.79183 | -95.496 | Non-Lead | Don't Know | Unknown |  | Unknown - Material Unknown | Before 1989 |  | Unknown |  |  |  | Single Family Residence |  |  |  | Tier 5 |  |  | Unknown | No Tier
0872220000008 | 8810 | Croes Dr | Houston | 77055 |  | 29.7891 | -95.50658 | Lead | Don't Know | Unknown |  | Unknown - Material Unknown | Before 1989 |  | Lead |  |  |  | Single Family Residence |  |  |  | Tier 1 |  |  | Lead | No Tier
0822730000098 | 8818 | Cedarspur Dr | Houston | 77055 |  | 29.79064 | -95.50482 | Non-Lead | Don't Know | Unknown |  | Unknown - Material Unknown | Before 1989 |  | Unknown |  |  |  | Single Family Residence |  |  |  | Tier 5 |  |  | Unknown | No Tier
1160470010021 | 14 | Woodsborough Cir | Houston | 77055 |  | 29.78793 | -95.49955 | Non-Lead | Don't Know | Unknown |  | Non-Lead | Between 1989 and 2014 |  | Non-Lead |  |  |  | Single Family Residence |  |  |  | Tier 5 |  |  | Non-Lead | No Tier
1070080000001 | 8860 | Larston St | Houston | 77055 |  | 29.79203 | -95.50803 | Non-Lead | Don't Know | Unknown |  | Unknown - Material Unknown | Before 1989 |  | Unknown |  |  |  | Single Family Residence |  |  |  | Tier 5 |  |  | Unknown | No Tier
1145170010001 | 1201 | Anne St | Houston | 77055 |  | 29.78819 | -95.51738 | Lead | Don't Know | Unknown |  | Lead | Before 1989 |  | Lead |  |  |  | Single Family Residence |  |  |  | Tier 1 |  |  | Lead | No Tier
0943250000006 | 8702 | Green Valley Dr | Houston | 77055 |  | 29.7877 | -95.50203 | Non-Lead | Don't Know | Unknown |  | Unknown - Material Unknown | Before 1989 |  | Unknown |  |  |  | Single Family Residence |  |  |  | Tier 5 |  |  | Unknown | No Tier
1100330000007 | 8309 | Cedarspur Dr | Houston | 77055 |  | 29.7899 | -95.49342 | Non-Lead - Other | Yes | After 2014 | October 2024 replaced as part of CIP project | Unknown - Material Unknown | Before 1989 |  | Unknown |  |  |  | Single Family Residence |  |  |  | Tier 1 |  |  | Unknown | No Tier
0761470040031 | 9013 | Elizabeth Rd | Houston | 77055 |  | 29.79068 | -95.51186 | Non-Lead | Don't Know | Unknown |  | Non-Lead | After 2014 |  | Non-Lead |  |  |  | Single Family Residence |  |  |  | Tier 5 |  |  | Non-Lead | No Tier
1156640000005 | 8856 | Cedarspur Dr | Houston | 77055 |  | 29.79 | -95.50692 | Lead | Don't Know | Unknown |  | Lead | Before 1989 |  | Lead |  |  |  | Single Family Residence |  |  |  | Tier 1 |  |  | Lead | No Tier
0805560000304 | 10 | Gens Ct | Houston | 77055 |  | 29.79148 | -95.49772 | Non-Lead | Don't Know | Unknown |  | Unknown - Material Unknown | Before 1989 |  | Unknown |  |  |  | Single Family Residence |  |  |  | Tier 5 |  |  | Unknown | No Tier
1209480020003 | 1123 | Joshua Ln | Houston | 77055 |  | 30.00896 | -95.41131 | Non-Lead | Don't Know | Unknown |  | Non-Lead | Between 1989 and 2014 |  | Non-Lead |  |  |  | Single Family Residence |  |  |  | Tier 5 |  |  | Non-Lead | No Tier
0803040000010 | 8918 | Bace Dr | Houston | 77055 |  | 29.78844 | -95.50942 | Non-Lead | Don't Know | Unknown |  | Non-Lead | Between 1989 and 2014 |  | Non-Lead |  |  |  | Single Family Residence |  |  |  | Tier 5 |  |  | Non-Lead | No Tier
1157540000001 | 1426 | Bingle Rd | Houston | 77055 |  | 29.79506 | -95.50004 | Non-Lead | Don't Know | Unknown |  | Non-Lead | Between 1989 and 2014 |  | Non-Lead |  |  |  | Single Family Residence |  |  |  | Tier 5 |  |  | Non-Lead | No Tier
1259850010055 | 41 | N Creekside Ct | Houston | 77055 |  | 29.78749 | -95.49243 | Non-Lead | Don't Know | Unknown |  | Non-Lead | Between 1989 and 2014 |  | Non-Lead |  |  |  | Single Family Residence |  |  |  | Tier 5 |  |  | Non-Lead | No Tier
0805480000215 | 1320 | Bingle Rd | Houston | 77055 |  | 29.79279 | -95.50015 | Non-Lead | Don't Know | Unknown |  | Unknown - Material Unknown | Before 1989 |  | Unknown |  |  |  | Single Family Residence |  |  |  | Tier 5 |  |  | Unknown | No Tier
0925960000006 | 8830 | Cavell Court | Spring Valley Village | 77055 |  | 29.786326141159734 | -95.50620675437114 | Non-Lead | Don't Know | Unknown |  | Unknown - Material Unknown | Unknown |  | Unknown |  |  |  | Other |  |  |  | Tier 5 |  |  | Unknown | No Tier
0761470020014 | 1226 | Mickey Way | Houston | 77055 |  | 29.79055 | -95.51034 | Non-Lead | Don't Know | Unknown |  | Non-Lead | Between 1989 and 2014 |  | Non-Lead |  |  |  | Single Family Residence |  |  |  | Tier 5 |  |  | Non-Lead | No Tier
0830800000013 | 8934 | Croes Dr | Houston | 77055 |  | 29.79077 | -95.50932 | Non-Lead | Don't Know | Unknown |  | Unknown - Material Unknown | Before 1989 |  | Unknown |  |  |  | Single Family Residence |  |  |  | Tier 5 |  |  | Unknown | No Tier
0800630000045 | 8810 | Cedarbrake Dr | Houston | 77055 |  | 29.79145 | -95.50449 | Non-Lead | Don't Know | Unknown |  | Unknown - Material Unknown | Before 1989 |  | Unknown |  |  |  | Single Family Residence |  |  |  | Tier 5 |  |  | Unknown | No Tier
0761470030027 | 1218 | Campbell Rd | Houston | 77055 |  | 29.79023 | -95.51359 | Non-Lead | Don't Know | Unknown |  | Unknown - Material Unknown | Before 1989 |  | Unknown |  |  |  | Single Family Residence |  |  |  | Tier 5 |  |  | Unknown | No Tier
1099060000015 | 9143 | Penn Manor Ct | Houston | 77055 |  | 29.78588 | -95.5167 | Lead | Don't Know | Unknown |  | Unknown - Material Unknown | Before 1989 |  | Lead |  |  |  | Single Family Residence |  |  |  | Tier 1 |  |  | Lead | No Tier
0841210000007 | 8850 | Cardwell Dr | Houston | 77055 |  | 29.78749 | -95.50647 | Non-Lead | Don't Know | Unknown |  | Unknown - Material Unknown | Before 1989 |  | Unknown |  |  |  | Single Family Residence |  |  |  | Tier 5 |  |  | Unknown | No Tier
1124990000008 | 8600 | Cedarspur Dr | Houston | 77055 |  | 29.79055 | -95.50071 | Non-Lead - Other | Don't Know | After 2014 | (CIP 2025) Service Line Replacement | Unknown - Material Unknown | Before 1989 |  | Unknown |  |  |  | Single Family Residence |  |  |  | Tier 1 |  |  | Unknown | No Tier
1090320000008 | 8 | Wild Oak Cir | Houston | 77055 |  | 29.78641 | -95.50944 | Lead | Don't Know | Unknown |  | Unknown - Material Unknown | Before 1989 |  | Lead |  |  |  | Single Family Residence |  |  |  | Tier 1 |  |  | Lead | No Tier
1174120000003 | 3 | Parkland Ct | Houston | 77055 |  | 29.78863 | -95.51885 | Non-Lead | Don't Know | Unknown |  | Non-Lead | Between 1989 and 2014 |  | Non-Lead |  |  |  | Single Family Residence |  |  |  | Tier 5 |  |  | Non-Lead | No Tier
0800610000027 | 8834 | Merlin Dr | Houston | 77055 |  | 29.79372 | -95.50544 | Non-Lead | Don't Know | Unknown |  | Unknown - Material Unknown | Before 1989 |  | Unknown |  |  |  | Single Family Residence |  |  |  | Tier 5 |  |  | Unknown | No Tier
1171850010002 | 8403 | Burkhart Rd | Houston | 77055 |  | 29.78919 | -95.49626 | Non-Lead - Other | Don't Know | After 2014 | (CIP 2025) Service Line Replacement | Non-Lead | Between 1989 and 2014 |  | Non-Lead |  |  |  | Single Family Residence |  |  |  | Tier 1 |  |  | Non-Lead | No Tier
1265430010001 | 8337 | Burkhart Rd | Houston | 77055 |  | 29.78902 | -95.49563 | Non-Lead - Other | Don't Know | After 2014 | (CIP 2025) Service Line Replacement | Non-Lead | Between 1989 and 2014 |  | Non-Lead |  |  |  | Single Family Residence |  |  |  | Tier 1 |  |  | Non-Lead | No Tier
0833250000011 | 1238 | Mickey Way | Houston | 77055 |  | 29.7915 | -95.51034 | Non-Lead | Don't Know | Unknown |  | Non-Lead | After 2014 |  | Non-Lead |  |  |  | Single Family Residence |  |  |  | Tier 5 |  |  | Non-Lead | No Tier
1259850010016 | 38 | N Creekside Ct | Houston | 77055 |  | 29.78777 | -95.49256 | Non-Lead | Don't Know | Unknown |  | Non-Lead | Between 1989 and 2014 |  | Non-Lead |  |  |  | Single Family Residence |  |  |  | Tier 5 |  |  | Non-Lead | No Tier
1099050000003 | 9150 | Cardwell Dr | Houston | 77055 |  | 29.78762 | -95.5169 | Lead | Don't Know | Unknown |  | Non-Lead | After 2014 |  | Lead |  |  |  | Single Family Residence |  |  |  | Tier 1 |  |  | Lead | No Tier
0810370000076 | 1401 | Bracher St. | Houston | 77055 |  | 29.79415 | -95.50415 | Non-Lead | Don't Know | Unknown |  | Unknown - Material Unknown | Before 1989 |  | Unknown |  |  |  | Single Family Residence |  |  |  | Tier 5 |  |  | Unknown | No Tier
0810370000086 | 1402 | Cedarbrook Dr | Houston | 77055 |  | 29.79422 | -95.50464 | Non-Lead | Don't Know | Unknown |  | Unknown - Material Unknown | Before 1989 |  | Unknown |  |  |  | Single Family Residence |  |  |  | Tier 5 |  |  | Unknown | No Tier
0810610000003 | 1120 | Green Valley Dr | Houston | 77055 |  | 29.78797 | -95.50399 | Non-Lead | Don't Know | Unknown |  | Unknown - Material Unknown | Before 1989 |  | Unknown |  |  |  | Single Family Residence |  |  |  | Tier 5 |  |  | Unknown | No Tier
0805480000211 | 8530 | Merlin Dr | Houston | 77055 |  | 29.7923 | -95.5002 | Non-Lead | Don't Know | Unknown |  | Unknown - Material Unknown | Before 1989 |  | Unknown |  |  |  | Single Family Residence |  |  |  | Tier 5 |  |  | Unknown | No Tier
0835850000011 | 8711 | Winningham Ln | Houston | 77055 |  | 29.7881 | -95.50218 | Non-Lead | Don't Know | Unknown |  | Non-Lead | After 2014 |  | Non-Lead |  |  |  | Single Family Residence |  |  |  | Tier 5 |  |  | Non-Lead | No Tier
0731590010011 | 9186 | Katy Freeway | Spring Valley Village | 77055 |  | 29.785291215008286 | -95.51717508381914 | Non-Lead | Don't Know | Unknown |  | Non-Lead | Between 1989 and 2014 |  | Non-Lead |  |  |  | Building |  |  |  | Tier 5 |  |  | Non-Lead | No Tier
1259850010054 | 90 | S Creekside Ct | Houston | 77055 |  | 29.78729 | -95.49258 | Non-Lead | Don't Know | Unknown |  | Non-Lead | Between 1989 and 2014 |  | Non-Lead |  |  |  | Single Family Residence |  |  |  | Tier 5 |  |  | Non-Lead | No Tier
1151700000004 | 8856 | Merlin Ct | Houston | 77055 |  | 29.79373 | -95.50779 | Lead | Don't Know | Unknown |  | Unknown - Material Unknown | Before 1989 |  | Lead |  |  |  | Single Family Residence |  |  |  | Tier 1 |  |  | Lead | No Tier
1289170010004 | 30 | Windsor Ct | Houston | 77055 |  | 29.79334 | -95.51296 | Non-Lead | Don't Know | Unknown |  | Non-Lead | Between 1989 and 2014 |  | Non-Lead |  |  |  | Single Family Residence |  |  |  | Tier 5 |  |  | Non-Lead | No Tier
1156640000008 | 8868 | Cedarspur Dr | Houston | 77055 |  | 29.79052 | -95.50662 | Lead | Don't Know | Unknown |  | Lead | Before 1989 |  | Lead |  |  |  | Single Family Residence |  |  |  | Tier 1 |  |  | Lead | No Tier
1100300000011 | 1210 | Krist Dr | Houston | 77055 |  | 29.79022 | -95.49196 | Non-Lead - Other | Yes | After 2014 | October 2024 replaced as part of CIP project | Unknown - Material Unknown | Before 1989 |  | Unknown |  |  |  | Single Family Residence |  |  |  | Tier 1 |  |  | Unknown | No Tier
0975250000014 | 8643 | Cedarbrake Dr | Houston | 77055 |  | 29.79099 | -95.50295 | Lead | Don't Know | Unknown |  | Non-Lead | After 2014 |  | Lead |  |  |  | Single Family Residence |  |  |  | Tier 1 |  |  | Lead | No Tier
0805520000259 | 8409 | Merlin Dr | Houston | 77055 |  | 29.79183 | -95.49625 | Non-Lead | Don't Know | Unknown |  | Unknown - Material Unknown | Before 1989 |  | Unknown |  |  |  | Single Family Residence |  |  |  | Tier 5 |  |  | Unknown | No Tier
0830790000008 | 8929 | Croes Dr | Houston | 77055 |  | 29.78994 | -95.5099 | Non-Lead | Don't Know | Unknown |  | Unknown - Material Unknown | Before 1989 |  | Unknown |  |  |  | Single Family Residence |  |  |  | Tier 5 |  |  | Unknown | No Tier
1100290000008 | 8329 | Winningham Ln | Houston | 77055 |  | 29.78808 | -95.49343 | Non-Lead - Other | Yes | After 2014 | Replaced November 2024 as a part of CIP project | Unknown - Material Unknown | Before 1989 |  | Unknown |  |  |  | Single Family Residence |  |  |  | Tier 1 |  |  | Unknown | No Tier
0991580000011 | 8915 | Echo Valley Dr | Houston | 77055 |  | 29.78561 | -95.50921 | Lead | Don't Know | Unknown |  | Unknown - Material Unknown | Before 1989 |  | Lead |  |  |  | Single Family Residence |  |  |  | Tier 1 |  |  | Lead | No Tier
1209480020009 | 1102 | Joshua Ln | Houston | 77055 |  | 30.00814 | -95.41178 | Non-Lead | Don't Know | Unknown |  | Non-Lead | Between 1989 and 2014 |  | Non-Lead |  |  |  | Single Family Residence |  |  |  | Tier 5 |  |  | Non-Lead | No Tier
0872220000012 | 8833 | Croes Dr | Houston | 77055 |  | 29.78898 | -95.50772 | Lead | Don't Know | Unknown |  | Unknown - Material Unknown | Before 1989 |  | Lead |  |  |  | Single Family Residence |  |  |  | Tier 1 |  |  | Lead | No Tier
0805490000224 | 1321 | Modiste St | Houston | 77055 |  | 29.79279 | -95.49874 | Non-Lead | Don't Know | Unknown |  | Non-Lead | After 2014 |  | Non-Lead |  |  |  | Single Family Residence |  |  |  | Tier 5 |  |  | Non-Lead | No Tier
1267930010003 | 8412 | Katy Freeway | Spring Valley Village | 77024 |  | 29.78514072321343 | -95.49308274271574 | Non-Lead | Don't Know | Unknown |  | Non-Lead | Between 1989 and 2014 |  | Non-Lead |  |  |  | Building |  |  |  | Tier 5 |  |  | Non-Lead | No Tier
1259850010010 | 24 | N Creekside Ct | Houston | 77055 |  | 29.78777 | -95.49388 | Non-Lead | Don't Know | Unknown |  | Non-Lead | Between 1989 and 2014 |  | Non-Lead |  |  |  | Single Family Residence |  |  |  | Tier 5 |  |  | Non-Lead | No Tier
1173090000008 | 9 | Martin Ct | Houston | 77055 |  | 29.78704 | -95.51975 | Non-Lead | Don't Know | Unknown |  | Non-Lead | Between 1989 and 2014 |  | Non-Lead |  |  |  | Single Family Residence |  |  |  | Tier 5 |  |  | Non-Lead | No Tier
0943260000007 | 8723 | Green Valley Dr | Houston | 77055 |  | 29.78714 | -95.5034 | Non-Lead | Don't Know | Unknown |  | Non-Lead | After 2014 |  | Non-Lead |  |  |  | Single Family Residence |  |  |  | Tier 5 |  |  | Non-Lead | No Tier
0841220000002 | 8873 | Cardwell Dr | Houston | 77055 |  | 29.78698 | -95.50773 | Non-Lead | Don't Know | Unknown |  | Non-Lead | Between 1989 and 2014 |  | Non-Lead |  |  |  | Single Family Residence |  |  |  | Tier 5 |  |  | Non-Lead | No Tier
1373380000005 | 8867 | Butcher Ct | Houston | 77055 |  | 29.79338 | -95.50878 | Non-Lead | Don't Know | Unknown |  | Non-Lead | After 2014 |  | Non-Lead |  |  |  | Single Family Residence |  |  |  | Tier 5 |  |  | Non-Lead | No Tier
1100310000001 | 8336 | Cedarspur Dr | Houston | 77055 |  | 29.79041 | -95.49524 | Non-Lead - Other | Yes | After 2014 | October 2024 replaced as part of CIP project | Unknown - Material Unknown | Before 1989 |  | Unknown |  |  |  | Single Family Residence |  |  |  | Tier 1 |  |  | Unknown | No Tier
1259850010057 | 43 | N Creekside Ct | Houston | 77055 |  | 29.78749 | -95.49228 | Non-Lead | Don't Know | Unknown |  | Non-Lead | Between 1989 and 2014 |  | Non-Lead |  |  |  | Single Family Residence |  |  |  | Tier 5 |  |  | Non-Lead | No Tier
0810370000077 | 1405 | Bracher St. | Houston | 77055 |  | 29.79439 | -95.50426 | Non-Lead | Don't Know | Unknown |  | Non-Lead | After 2014 |  | Non-Lead |  |  |  | Single Family Residence |  |  |  | Tier 5 |  |  | Non-Lead | No Tier
0835850000008 | 8702 | Winningham Ln | Houston | 77055 |  | 29.78861 | -95.50169 | Non-Lead | Don't Know | Unknown |  | Non-Lead | Between 1989 and 2014 |  | Non-Lead |  |  |  | Single Family Residence |  |  |  | Tier 5 |  |  | Non-Lead | No Tier
0822740000120 | 8834 | Burkhart Rd | Houston | 77055 |  | 29.78979 | -95.50569 | Non-Lead | Don't Know | Unknown |  | Unknown - Material Unknown | Before 1989 |  | Unknown |  |  |  | Single Family Residence |  |  |  | Tier 5 |  |  | Unknown | No Tier
0805550000296 | 1301 | Modiste St | Houston | 77055 |  | 29.79093 | -95.49869 | Non-Lead | Don't Know | Unknown |  | Non-Lead | Between 1989 and 2014 |  | Non-Lead |  |  |  | Single Family Residence |  |  |  | Tier 5 |  |  | Non-Lead | No Tier
1154420000005 | 8813 | Echo Valley Dr | Houston | 77055 |  | 29.78538 | -95.50706 | Non-Lead | Don't Know | Unknown |  | Lead | Before 1989 |  | Lead |  |  |  | Single Family Residence |  |  |  | Tier 1 |  |  | Lead | No Tier
1259850010047 | 33 | N Creekside Ct | Houston | 77055 |  | 29.7875 | -95.49332 | Non-Lead | Don't Know | Unknown |  | Non-Lead | Between 1989 and 2014 |  | Non-Lead |  |  |  | Single Family Residence |  |  |  | Tier 5 |  |  | Non-Lead | No Tier
0805570000329 | 8401 | Cedarbrake Dr | Houston | 77055 |  | 29.79063 | -95.49565 | Non-Lead | Don't Know | Unknown |  | Unknown - Material Unknown | Before 1989 |  | Unknown |  |  |  | Single Family Residence |  |  |  | Tier 5 |  |  | Unknown | No Tier
1156640000010 | 8876 | Cedarspur Dr | Houston | 77055 |  | 29.79051 | -95.50709 | Lead | Don't Know | Unknown |  | Lead | Before 1989 |  | Lead |  |  |  | Single Family Residence |  |  |  | Tier 1 |  |  | Lead | No Tier
1259850010028 | 62 | S Creekside Ct | Houston | 77055 |  | 29.78728 | -95.49195 | Non-Lead | Don't Know | Unknown |  | Non-Lead | Between 1989 and 2014 |  | Non-Lead |  |  |  | Single Family Residence |  |  |  | Tier 5 |  |  | Non-Lead | No Tier
0924690000010 | 8700 | Cedarspur Dr | Houston | 77055 |  | 29.79053 | -95.50176 | Non-Lead | Don't Know | Unknown |  | Non-Lead | Between 1989 and 2014 |  | Non-Lead |  |  |  | Single Family Residence |  |  |  | Tier 5 |  |  | Non-Lead | No Tier
1070080000003 | 8852 | Larston St | Houston | 77055 |  | 29.79204 | -95.50754 | Non-Lead | Don't Know | Unknown |  | Unknown - Material Unknown | Before 1989 |  | Unknown |  |  |  | Single Family Residence |  |  |  | Tier 5 |  |  | Unknown | No Tier
0772490030007 | 1020 | Lone Star Dr | Houston | 77055 |  | 29.78645 | -95.51249 | Non-Lead | Don't Know | Unknown |  | Unknown - Material Unknown | Before 1989 |  | Unknown |  |  |  | Single Family Residence |  |  |  | Tier 5 |  |  | Unknown | No Tier
0805560000312 | 2 | Pom Ct | Houston | 77055 |  | 29.79148 | -95.49619 | Non-Lead | Don't Know | Unknown |  | Unknown - Material Unknown | Before 1989 |  | Unknown |  |  |  | Single Family Residence |  |  |  | Tier 5 |  |  | Unknown | No Tier
440340020520 | 8416 | Katy Freeway | Spring Valley Village | 77024 |  | 29.785151215025024 | -95.49456040161023 | Non-Lead | Don't Know | Unknown |  | Non-Lead | Between 1989 and 2014 |  | Non-Lead |  |  |  | Building |  |  |  | Tier 5 |  |  | Non-Lead | No Tier
0803040000013 | 8906 | Bace Dr | Houston | 77055 |  | 29.78844 | -95.50869 | Non-Lead | Don't Know | Unknown |  | Lead | Before 1989 |  | Lead |  |  |  | Single Family Residence |  |  |  | Tier 1 |  |  | Lead | No Tier
0805510000248 | 8513 | Merlin Dr | Houston | 77055 |  | 29.79183 | -95.49916 | Non-Lead | Don't Know | Unknown |  | Unknown - Material Unknown | Before 1989 |  | Unknown |  |  |  | Single Family Residence |  |  |  | Tier 5 |  |  | Unknown | No Tier
1100310000006 | 8316 | Cedarspur Dr | Houston | 77055 |  | 29.79042 | -95.494 | Non-Lead - Other | Yes | After 2014 | October 2024 replaced as part of CIP project | Unknown - Material Unknown | Before 1989 |  | Unknown |  |  |  | Single Family Residence |  |  |  | Tier 1 |  |  | Unknown | No Tier
0822740000110 | 8805 | Cedarspur Dr | Houston | 77055 |  | 29.79014 | -95.50414 | Non-Lead | Don't Know | Unknown |  | Unknown - Material Unknown | Before 1989 |  | Unknown |  |  |  | Single Family Residence |  |  |  | Tier 5 |  |  | Unknown | No Tier
0805500000225 | 1322 | Modiste St | Houston | 77055 |  | 29.79279 | -95.49814 | Non-Lead | Don't Know | Unknown |  | Unknown - Material Unknown | Before 1989 |  | Unknown |  |  |  | Single Family Residence |  |  |  | Tier 5 |  |  | Unknown | No Tier
1289170020003 | 15 | Windsor Pl | Houston | 77055 |  | 29.79382 | -95.51276 | Non-Lead | Don't Know | Unknown |  | Non-Lead | Between 1989 and 2014 |  | Non-Lead |  |  |  | Single Family Residence |  |  |  | Tier 5 |  |  | Non-Lead | No Tier
1259850010027 | 13 | N Creekside Ct | Houston | 77055 |  | 29.7875 | -95.49484 | Non-Lead | Don't Know | Unknown |  | Non-Lead | Between 1989 and 2014 |  | Non-Lead |  |  |  | Single Family Residence |  |  |  | Tier 5 |  |  | Non-Lead | No Tier
0810630000002 | 8720 | Cavell Ln | Houston | 77055 |  | 29.78623 | -95.50346 | Non-Lead | Don't Know | Unknown |  | Unknown - Material Unknown | Before 1989 |  | Unknown |  |  |  | Single Family Residence |  |  |  | Tier 5 |  |  | Unknown | No Tier
1169210000002 | 10 | Wild Oak Cir | Houston | 77055 |  | 29.78646 | -95.50877 | Lead | Don't Know | Unknown |  | Non-Lead | Between 1989 and 2014 |  | Lead |  |  |  | Single Family Residence |  |  |  | Tier 1 |  |  | Lead | No Tier
0805490000223 | 1319 | Modiste St | Houston | 77055 |  | 29.79259 | -95.49874 | Non-Lead | Don't Know | Unknown |  | Unknown - Material Unknown | Before 1989 |  | Unknown |  |  |  | Single Family Residence |  |  |  | Tier 5 |  |  | Unknown | No Tier
1259850010042 | 78 | S Creekside Ct | Houston | 77055 |  | 29.78729 | -95.49378 | Non-Lead | Don't Know | Unknown |  | Non-Lead | Between 1989 and 2014 |  | Non-Lead |  |  |  | Single Family Residence |  |  |  | Tier 5 |  |  | Non-Lead | No Tier
1099060000028 | 9155 | Cardwell Dr | Houston | 77055 |  | 29.78705 | -95.51701 | Lead | Don't Know | Unknown |  | Unknown - Material Unknown | Before 1989 |  | Lead |  |  |  | Single Family Residence |  |  |  | Tier 1 |  |  | Lead | No Tier
1100330000014 | 8300 | Burkhart Ct | Houston | 77055 |  | 29.78952 | -95.49267 | Non-Lead - Other | Yes | After 2014 | Replaced in November as part of Capital Improvement Project | Unknown - Material Unknown | Before 1989 |  | Unknown |  |  |  | Single Family Residence |  |  |  | Tier 1 |  |  | Unknown | No Tier
0822740000108 | 8813 | Cedarspur Dr | Houston | 77055 |  | 29.79014 | -95.50459 | Non-Lead | Don't Know | Unknown |  | Non-Lead | Between 1989 and 2014 |  | Non-Lead |  |  |  | Single Family Residence |  |  |  | Tier 5 |  |  | Non-Lead | No Tier
0772490040005 | 1108 | Loeser Dr | Houston | 77055 |  | 29.78711 | -95.51131 | Non-Lead | Don't Know | Unknown |  | Non-Lead | Between 1989 and 2014 |  | Non-Lead |  |  |  | Single Family Residence |  |  |  | Tier 5 |  |  | Non-Lead | No Tier
0841210000005 | 8858 | Cardwell Dr | Houston | 77055 |  | 29.78748 | -95.50697 | Non-Lead | Don't Know | Unknown |  | Non-Lead | After 2014 |  | Non-Lead |  |  |  | Single Family Residence |  |  |  | Tier 5 |  |  | Non-Lead | No Tier
0925950000009 | 8823 | Winningham Ln | Houston | 77055 |  | 29.78823 | -95.50513 | Non-Lead | Don't Know | Unknown |  | Unknown - Material Unknown | Before 1989 |  | Unknown |  |  |  | Single Family Residence |  |  |  | Tier 5 |  |  | Unknown | No Tier
0835850000015 | 8727 | Winningham Ln | Houston | 77055 |  | 29.78809 | -95.50316 | Non-Lead | Don't Know | Unknown |  | Non-Lead | Between 1989 and 2014 |  | Non-Lead |  |  |  | Single Family Residence |  |  |  | Tier 5 |  |  | Non-Lead | No Tier
1099050000001 | 9158 | Cardwell Dr | Houston | 77055 |  | 29.78759 | -95.51733 | Lead | Don't Know | Unknown |  | Unknown - Material Unknown | Before 1989 |  | Lead |  |  |  | Single Family Residence |  |  |  | Tier 1 |  |  | Lead | No Tier
0772490020012 | 1101 | Lone Star Dr | Houston | 77055 |  | 29.787 | -95.51301 | Non-Lead | Don't Know | Unknown |  | Non-Lead | After 2014 |  | Non-Lead |  |  |  | Single Family Residence |  |  |  | Tier 5 |  |  | Non-Lead | No Tier
1156640000003 | 8848 | Cedarspur Dr | Houston | 77055 |  | 29.78999 | -95.50747 | Lead | Don't Know | Unknown |  | Lead | Before 1989 |  | Lead |  |  |  | Single Family Residence |  |  |  | Tier 1 |  |  | Lead | No Tier
1289170030005 | 18 | Windsor Pl | Houston | 77055 |  | 29.7941 | -95.51301 | Non-Lead | Don't Know | Unknown |  | Non-Lead | Between 1989 and 2014 |  | Non-Lead |  |  |  | Single Family Residence |  |  |  | Tier 5 |  |  | Non-Lead | No Tier
1156650000010 | 8516 | Cedarbrake Dr | Houston | 77055 |  | 29.79064 | -95.49992 | Lead | Don't Know | Unknown |  | Unknown - Material Unknown | Before 1989 |  | Lead |  |  |  | Single Family Residence |  |  |  | Tier 1 |  |  | Lead | No Tier
0805560000313 | 8410 | Cedarbrake Dr | Houston | 77055 |  | 29.79113 | -95.49623 | Non-Lead | Don't Know | Unknown |  | Non-Lead | Between 1989 and 2014 |  | Non-Lead |  |  |  | Single Family Residence |  |  |  | Tier 5 |  |  | Non-Lead | No Tier
0761470010012 | 9006 | Elizabeth Rd | Houston | 77055 |  | 29.79121 | -95.51126 | Non-Lead | Don't Know | Unknown |  | Non-Lead | Between 1989 and 2014 |  | Non-Lead |  |  |  | Single Family Residence |  |  |  | Tier 5 |  |  | Non-Lead | No Tier
0810610000001 | 1124 | Green Valley Dr | Houston | 77055 |  | 29.78839 | -95.50417 | Non-Lead | Don't Know | Unknown |  | Unknown - Material Unknown | Before 1989 |  | Unknown |  |  |  | Single Family Residence |  |  |  | Tier 5 |  |  | Unknown | No Tier
0805550000295 | 1303 | Modiste St | Houston | 77055 |  | 29.79114 | -95.49875 | Non-Lead | Don't Know | Unknown |  | Non-Lead | After 2014 |  | Non-Lead |  |  |  | Single Family Residence |  |  |  | Tier 5 |  |  | Non-Lead | No Tier
1168960010002 | 8525 | Burkhart Rd | Houston | 77055 |  | 29.78901 | -95.49995 | Non-Lead | Don't Know | Unknown | (CIP 2024) Service Line Replacement | Non-Lead | Between 1989 and 2014 |  | Non-Lead |  |  |  | Single Family Residence |  |  |  | Tier 1 |  |  | Lead | No Tier
1112290000011 | 8852 | Cavell St | Houston | 77055 |  | 29.78665 | -95.50748 | Non-Lead | Don't Know | Unknown |  | Lead | Before 1989 |  | Lead |  |  |  | Single Family Residence |  |  |  | Tier 1 |  |  | Lead | No Tier
0803050000017 | 8909 | Bace Dr | Houston | 77055 |  | 29.788 | -95.50897 | Non-Lead | Don't Know | Unknown |  | Unknown - Material Unknown | Before 1989 |  | Unknown |  |  |  | Single Family Residence |  |  |  | Tier 5 |  |  | Unknown | No Tier
1169110000007 | 33 | Inverness Park Way | Houston | 77055 |  | 29.79405 | -95.50985 | Non-Lead | Don't Know | Unknown |  | Non-Lead | Between 1989 and 2014 |  | Non-Lead |  |  |  | Single Family Residence |  |  |  | Tier 5 |  |  | Non-Lead | No Tier
0800600000015 | 1306 | Ben Hur Dr | Houston | 77055 |  | 29.79238 | -95.50568 | Non-Lead | Don't Know | Unknown |  | Non-Lead | Between 1989 and 2014 |  | Non-Lead |  |  |  | Single Family Residence |  |  |  | Tier 5 |  |  | Non-Lead | No Tier
0822730000097 | 8814 | Cedarspur Dr | Houston | 77055 |  | 29.79064 | -95.5046 | Non-Lead | Don't Know | Unknown |  | Unknown - Material Unknown | Before 1989 |  | Unknown |  |  |  | Single Family Residence |  |  |  | Tier 5 |  |  | Unknown | No Tier
1112290000003 | 8853 | Cavell St | Houston | 77055 |  | 29.78617 | -95.50748 | Non-Lead | Don't Know | Unknown |  | Unknown - Material Unknown | Before 1989 |  | Unknown |  |  |  | Single Family Residence |  |  |  | Tier 5 |  |  | Unknown | No Tier
0912350000007 | 8706 | Burkhart Rd | Houston | 77055 |  | 29.78951 | -95.50196 | Non-Lead | Don't Know | Unknown |  | Non-Lead | After 2014 |  | Non-Lead |  |  |  | Single Family Residence |  |  |  | Tier 5 |  |  | Non-Lead | No Tier
0924680000010 | 8705 | Cedarspur Dr | Houston | 77055 |  | 29.78992 | -95.50204 | Non-Lead | Don't Know | Unknown |  | Unknown - Material Unknown | Before 1989 |  | Unknown |  |  |  | Single Family Residence |  |  |  | Tier 5 |  |  | Unknown | No Tier
1145170010014 | 9113 | Hilldale St. | Houston | 77055 |  | 29.78803 | -95.51653 | Lead | Don't Know | Unknown |  | Unknown - Material Unknown | Before 1989 |  | Lead |  |  |  | Single Family Residence |  |  |  | Tier 1 |  |  | Lead | No Tier
440340020024 | 1221 | Adkins Rd | Houston | 77055 |  | 35.50988978959468 | -89.82281807216228 | Non-Lead | Don't Know | Unknown |  | Unknown - Material Unknown | Unknown |  | Unknown |  |  |  | Building |  |  |  | Tier 5 |  |  | Unknown | No Tier
1099050000008 | 1118 | Anne St | Houston | 77055 |  | 29.78732 | -95.516 | Non-Lead - Other | Don't Know | Unknown |  | Non-Lead | After 2014 |  | Non-Lead |  |  |  | Single Family Residence |  |  |  | Tier 1 |  |  | Non-Lead | No Tier
1172840010006 | 11 | Pecan Trail Ln | Houston | 77055 |  | 29.78628 | -95.51545 | Non-Lead | Don't Know | Unknown |  | Non-Lead | Between 1989 and 2014 |  | Non-Lead |  |  |  | Single Family Residence |  |  |  | Tier 5 |  |  | Non-Lead | No Tier
1364990010002 | 8410 | Winningham Ln | Houston | 77055 |  | 29.78883 | -95.49598 | Non-Lead - Other | Don't Know | After 2014 | Replaced in April 2025 CIP project | Non-Lead | After 2014 |  | Non-Lead |  |  |  | Single Family Residence |  |  |  | Tier 1 |  |  | Non-Lead | No Tier
0822740000115 | 8814 | Burkhart Rd | Houston | 77055 |  | 29.78981 | -95.50459 | Non-Lead | Don't Know | Unknown |  | Unknown - Material Unknown | Before 1989 |  | Unknown |  |  |  | Single Family Residence |  |  |  | Tier 5 |  |  | Unknown | No Tier
0833250000009 | 1246 | Mickey Way | Houston | 77055 |  | 29.79195 | -95.51034 | Non-Lead | Don't Know | Unknown |  | Unknown - Material Unknown | Before 1989 |  | Unknown |  |  |  | Single Family Residence |  |  |  | Tier 5 |  |  | Unknown | No Tier
1100330000006 | 8313 | Cedarspur Dr | Houston | 77055 |  | 29.7899 | -95.49364 | Non-Lead - Other | Yes | After 2014 | October 2024 replaced as part of CIP project | Unknown - Material Unknown | Before 1989 |  | Unknown |  |  |  | Single Family Residence |  |  |  | Tier 1 |  |  | Unknown | No Tier
0835850000016 | 8731 | Winningham Ln | Houston | 77055 |  | 29.78808 | -95.50343 | Non-Lead | Don't Know | Unknown |  | Unknown - Material Unknown | Before 1989 |  | Unknown |  |  |  | Single Family Residence |  |  |  | Tier 5 |  |  | Unknown | No Tier
0805580000346 | 8318 | Cedarbrake Dr | Houston | 77055 |  | 29.79133 | -95.49421 | Non-Lead | Don't Know | Unknown |  | Non-Lead | After 2014 |  | Non-Lead |  |  |  | Single Family Residence |  |  |  | Tier 5 |  |  | Non-Lead | No Tier
0805540010001 | 1319 | Neeley Dr | Houston | 77055 |  | 29.79269 | -95.49975 | Non-Lead | Don't Know | Unknown |  | Non-Lead | After 2014 |  | Non-Lead |  |  |  | Single Family Residence |  |  |  | Tier 5 |  |  | Non-Lead | No Tier
1247320010001 | 1245 | Fries Rd | Houston | 77055 |  | 29.79046 | -95.50873 | Non-Lead | Don't Know | Unknown |  | Non-Lead | Between 1989 and 2014 |  | Non-Lead |  |  |  | Single Family Residence |  |  |  | Tier 5 |  |  | Non-Lead | No Tier
1156640000001 | 8840 | Cedarspur Dr | Houston | 77055 |  | 29.78998 | -95.50799 | Lead | Don't Know | Unknown |  | Unknown - Material Unknown | Before 1989 |  | Lead |  |  |  | Single Family Residence |  |  |  | Tier 1 |  |  | Lead | No Tier
1259850010009 | 22 | N Creekside Ct | Houston | 77055 |  | 29.78777 | -95.4941 | Non-Lead | Don't Know | Unknown |  | Non-Lead | Between 1989 and 2014 |  | Non-Lead |  |  |  | Single Family Residence |  |  |  | Tier 5 |  |  | Non-Lead | No Tier
0805540000280 | 8332 | Merlin Dr | Houston | 77055 |  | 29.79218 | -95.49521 | Non-Lead | Don't Know | Unknown |  | Unknown - Material Unknown | Before 1989 |  | Unknown |  |  |  | Single Family Residence |  |  |  | Tier 5 |  |  | Unknown | No Tier
0822750000125 | 1205 | Ben Hur Dr | Houston | 77055 |  | 29.78996 | -95.50619 | Non-Lead | Don't Know | Unknown |  | Non-Lead | Between 1989 and 2014 |  | Non-Lead |  |  |  | Single Family Residence |  |  |  | Tier 5 |  |  | Non-Lead | No Tier
0772490040007 | 1020 | Loeser Dr | Houston | 77055 |  | 29.78657 | -95.51136 | Non-Lead | Don't Know | Unknown |  | Non-Lead | After 2014 |  | Non-Lead |  |  |  | Single Family Residence |  |  |  | Tier 5 |  |  | Non-Lead | No Tier
0872220000002 | 8834 | Croes Dr | Houston | 77055 |  | 29.78962 | -95.50775 | Lead | Don't Know | Unknown |  | Unknown - Material Unknown | Before 1989 |  | Lead |  |  |  | Single Family Residence |  |  |  | Tier 1 |  |  | Lead | No Tier
0803050000018 | 8913 | Bace Dr | Houston | 77055 |  | 29.788 | -95.50923 | Non-Lead | Don't Know | Unknown |  | Unknown - Material Unknown | Before 1989 |  | Unknown |  |  |  | Single Family Residence |  |  |  | Tier 5 |  |  | Unknown | No Tier
1157530000004 | 8497 | Burkhart Rd | Houston | 77055 |  | 29.78902 | -95.49849 | Non-Lead - Other | Don't Know | After 2014 | (CIP 2025) Service Line Replacement | Unknown - Material Unknown | Before 1989 |  | Unknown |  |  |  | Single Family Residence |  |  |  | Tier 1 |  |  | Unknown | No Tier
1289170030007 | 26 | Windsor Pl | Houston | 77055 |  | 29.79409 | -95.51332 | Non-Lead | Don't Know | Unknown |  | Non-Lead | Between 1989 and 2014 |  | Non-Lead |  |  |  | Single Family Residence |  |  |  | Tier 5 |  |  | Non-Lead | No Tier
0440340020021 | 8584 | Katy Freeway | Spring Valley Village | 77024 |  | 29.78724730500612 | -95.49786440160923 | Non-Lead | Don't Know | Unknown |  | Unknown - Material Unknown | Before 1989 |  | Unknown |  |  |  | Building |  |  |  | Tier 5 |  |  | Unknown | No Tier
1156640000007 | 8864 | Cedarspur Dr | Houston | 77055 |  | 29.79017 | -95.50655 | Lead | Don't Know | Unknown |  | Non-Lead | Between 1989 and 2014 |  | Lead |  |  |  | Single Family Residence |  |  |  | Tier 1 |  |  | Lead | No Tier
0761470040033 | 9009 | Elizabeth Rd | Houston | 77055 |  | 29.79066 | -95.51124 | Non-Lead | Don't Know | Unknown |  | Unknown - Material Unknown | Before 1989 |  | Unknown |  |  |  | Single Family Residence |  |  |  | Tier 5 |  |  | Unknown | No Tier
1154420000007 | 8805 | Echo Valley Dr | Houston | 77055 |  | 29.78539 | -95.50655 | Non-Lead | Don't Know | Unknown |  | Lead | Before 1989 |  | Lead |  |  |  | Single Family Residence |  |  |  | Tier 1 |  |  | Lead | No Tier
1168270000001 | 2 | Inverness Park Way | Houston | 77055 |  | 29.7928 | -95.50851 | Non-Lead | Don't Know | Unknown |  | Unknown - Material Unknown | Before 1989 |  | Unknown |  |  |  | Single Family Residence |  |  |  | Tier 5 |  |  | Unknown | No Tier
1209480020017 | 1134 | Joshua Ln | Houston | 77055 |  | 30.00846 | -95.41156 | Non-Lead | Don't Know | Unknown |  | Non-Lead | Between 1989 and 2014 |  | Non-Lead |  |  |  | Single Family Residence |  |  |  | Tier 5 |  |  | Non-Lead | No Tier
440340020523 | 8420 | Katy Freeway | Spring Valley Village | 77024 |  | 29.785160452737486 | -95.49506871940092 | Non-Lead | Don't Know | Unknown |  | Non-Lead | Between 1989 and 2014 |  | Non-Lead |  |  |  | Building |  |  |  | Tier 5 |  |  | Non-Lead | No Tier
1224730020001 | 5 | Cardwell Ct | Houston | 77055 |  | 29.78742 | -95.51364 | Non-Lead | Don't Know | Unknown |  | Non-Lead | Between 1989 and 2014 |  | Non-Lead |  |  |  | Single Family Residence |  |  |  | Tier 5 |  |  | Non-Lead | No Tier
0805500000233 | 8424 | Merlin Dr | Houston | 77055 |  | 29.79233 | -95.49721 | Non-Lead | Don't Know | Unknown |  | Unknown - Material Unknown | Before 1989 |  | Unknown |  |  |  | Single Family Residence |  |  |  | Tier 5 |  |  | Unknown | No Tier
1171520010007 | 8810 | Heather Cir | Houston | 77055 |  | 29.78826 | -95.50661 | Non-Lead | Don't Know | Unknown |  | Non-Lead | Between 1989 and 2014 |  | Non-Lead |  |  |  | Single Family Residence |  |  |  | Tier 5 |  |  | Non-Lead | No Tier
1174640000010 | 8919 | Cardwell Dr | Houston | 77055 |  | 29.78768 | -95.50949 | Non-Lead | Don't Know | Unknown |  | Non-Lead | Between 1989 and 2014 |  | Non-Lead |  |  |  | Single Family Residence |  |  |  | Tier 5 |  |  | Non-Lead | No Tier
1171520010003 | 8826 | Heather Cir | Houston | 77055 |  | 29.78828 | -95.50776 | Non-Lead | Don't Know | Unknown |  | Non-Lead | Between 1989 and 2014 |  | Non-Lead |  |  |  | Single Family Residence |  |  |  | Tier 5 |  |  | Non-Lead | No Tier
0800600000025 | 8821 | Merlin Dr | Houston | 77055 |  | 29.79263 | -95.50531 | Non-Lead | Don't Know | Unknown |  | Non-Lead | After 2014 |  | Non-Lead |  |  |  | Single Family Residence |  |  |  | Tier 5 |  |  | Non-Lead | No Tier
0925950000016 | 1126 | Ben Hur Dr | Houston | 77055 |  | 29.78826 | -95.50621 | Non-Lead | Don't Know | Unknown |  | Unknown - Material Unknown | Before 1989 |  | Unknown |  |  |  | Single Family Residence |  |  |  | Tier 5 |  |  | Unknown | No Tier
0772490030008 | 1016 | Lone Star Dr | Houston | 77055 |  | 29.78614 | -95.51251 | Non-Lead | Don't Know | Unknown |  | Non-Lead | After 2014 |  | Non-Lead |  |  |  | Single Family Residence |  |  |  | Tier 5 |  |  | Non-Lead | No Tier
0872220000005 | 8822 | Croes Dr | Houston | 77055 |  | 29.78963 | -95.50697 | Lead | Don't Know | Unknown |  | Unknown - Material Unknown | Before 1989 |  | Lead |  |  |  | Single Family Residence |  |  |  | Tier 1 |  |  | Lead | No Tier
1173090000002 | 3 | Martin Ct | Houston | 77055 |  | 29.78731 | -95.51954 | Non-Lead | Don't Know | Unknown |  | Non-Lead | Between 1989 and 2014 |  | Non-Lead |  |  |  | Single Family Residence |  |  |  | Tier 5 |  |  | Non-Lead | No Tier
0791300100176 | 8422 | Raylin Dr | Houston | 77055 |  | 29.7939 | -95.49703 | Non-Lead | Don't Know | Unknown |  | Non-Lead | Between 1989 and 2014 |  | Non-Lead |  |  |  | Single Family Residence |  |  |  | Tier 5 |  |  | Non-Lead | No Tier
1289170030010 | 40 | Windsor Pl | Houston | 77055 |  | 29.79359 | -95.51337 | Non-Lead | Don't Know | Unknown |  | Non-Lead | Between 1989 and 2014 |  | Non-Lead |  |  |  | Single Family Residence |  |  |  | Tier 5 |  |  | Non-Lead | No Tier
0800550000008 | 8617 | Westview Dr | Houston | 77055 |  | 29.79352 | -95.50171 | Lead | Don't Know | Unknown |  | Unknown - Material Unknown | Before 1989 |  | Lead |  |  |  | Single Family Residence |  |  |  | Tier 1 |  |  | Lead | No Tier
0805590000353 | 8325 | Cedarbrake Dr | Houston | 77055 |  | 29.79079 | -95.49454 | Non-Lead | Don't Know | Unknown |  | Unknown - Material Unknown | Before 1989 |  | Unknown |  |  |  | Single Family Residence |  |  |  | Tier 5 |  |  | Unknown | No Tier
0800610000028 | 8830 | Merlin Dr | Houston | 77055 |  | 29.79347 | -95.50532 | Non-Lead | Don't Know | Unknown |  | Unknown - Material Unknown | Before 1989 |  | Unknown |  |  |  | Single Family Residence |  |  |  | Tier 5 |  |  | Unknown | No Tier
1100300000010 | 1206 | Krist Dr | Houston | 77055 |  | 29.79007 | -95.49167 | Non-Lead - Other | Don't Know | Unknown | (CIP 2024) Service Line Replacement | Unknown - Material Unknown | Before 1989 |  | Unknown |  |  |  | Single Family Residence |  |  |  | Tier 1 |  |  | Lead | No Tier
0800570000003 | 8713 | Lanell Ln | Houston | 77055 |  | 29.79566 | -95.50311 | Non-Lead | Don't Know | Unknown |  | Unknown - Material Unknown | Before 1989 |  | Unknown |  |  |  | Single Family Residence |  |  |  | Tier 5 |  |  | Unknown | No Tier
1373380000006 | 8863 | Butcher Ct | Houston | 77055 |  | 29.79343 | -95.50848 | Non-Lead | Don't Know | Unknown |  | Non-Lead | After 2014 |  | Non-Lead |  |  |  | Single Family Residence |  |  |  | Tier 5 |  |  | Non-Lead | No Tier
0761470020013 | 1228 | Mickey Way | Houston | 77055 |  | 29.79082 | -95.51034 | Non-Lead | Don't Know | Unknown |  | Non-Lead | After 2014 |  | Non-Lead |  |  |  | Single Family Residence |  |  |  | Tier 5 |  |  | Non-Lead | No Tier
0791300120210 | 8401 | Raylin Dr | Houston | 77055 |  | 29.79307 | -95.49573 | Non-Lead | Don't Know | Unknown |  | Unknown - Material Unknown | Before 1989 |  | Unknown |  |  |  | Single Family Residence |  |  |  | Tier 5 |  |  | Unknown | No Tier
0731590000037 | 1138 | Bade St | Houston | 77055 |  | 29.7878 | -95.51772 | Non-Lead | Don't Know | Unknown |  | Non-Lead | Between 1989 and 2014 |  | Non-Lead |  |  |  | Single Family Residence |  |  |  | Tier 5 |  |  | Non-Lead | No Tier
0791300120202 | 8433 | Raylin Dr | Houston | 77055 |  | 29.79306 | -95.49775 | Non-Lead | Don't Know | Unknown |  | Unknown - Material Unknown | Before 1989 |  | Unknown |  |  |  | Single Family Residence |  |  |  | Tier 5 |  |  | Unknown | No Tier
0772490020015 | 1113 | Lone Star Dr | Houston | 77055 |  | 29.78785 | -95.51311 | Non-Lead | Don't Know | Unknown |  | Unknown - Material Unknown | Before 1989 |  | Unknown |  |  |  | Single Family Residence |  |  |  | Tier 5 |  |  | Unknown | No Tier
0772490030003 | 1110 | Lone Star Dr | Houston | 77055 |  | 29.78762 | -95.5124 | Non-Lead | Don't Know | Unknown |  | Non-Lead - Plastic | After 2014 | Resident confirmed plumbing replaced to PVC in 2023 | Non-Lead |  |  |  | Single Family Residence |  |  |  | Tier 5 |  |  | Non-Lead | No Tier
0791300090164 | 8411 | Lofland Dr | Houston | 77055 |  | 29.79438 | -95.49785 | Non-Lead | Don't Know | Unknown |  | Unknown - Material Unknown | Before 1989 |  | Unknown |  |  |  | Single Family Residence |  |  |  | Tier 5 |  |  | Unknown | No Tier
0800600000020 | 8822 | Cedarbrake Dr | Houston | 77055 |  | 29.79141 | -95.50528 | Non-Lead | Don't Know | Unknown |  | Unknown - Material Unknown | Before 1989 |  | Unknown |  |  |  | Single Family Residence |  |  |  | Tier 5 |  |  | Unknown | No Tier
0791300090157 | 1410 | Neeley Dr | Houston | 77055 |  | 29.79442 | -95.49891 | Non-Lead | Don't Know | Unknown |  | Non-Lead | After 2014 |  | Non-Lead |  |  |  | Single Family Residence |  |  |  | Tier 5 |  |  | Non-Lead | No Tier
0800550000009 | 8613 | Westview Dr | Houston | 77055 |  | 29.79352 | -95.50146 | Non-Lead - Other | Don't Know | Unknown |  | Non-Lead | After 2014 |  | Non-Lead |  |  |  | Single Family Residence |  |  |  | Tier 1 |  |  | Non-Lead | No Tier
0791300090160 | 8502 | Westview Dr | Houston | 77055 |  | 29.79419 | -95.4987 | Non-Lead | Don't Know | Unknown |  | Unknown - Material Unknown | Before 1989 |  | Unknown |  |  |  | Single Family Residence |  |  |  | Tier 5 |  |  | Unknown | No Tier
0772490040016 | 1121 | Traweek St | Houston | 77055 |  | 29.78812 | -95.51106 | Non-Lead | Don't Know | Unknown |  | Unknown - Unlikely Lead | Before 1989 |  | Unknown |  |  |  | Single Family Residence |  |  |  | Tier 5 |  |  | Unknown | No Tier
1259850010058 | 94 | S Creekside Ct | Houston | 77055 |  | 29.78728 | -95.49227 | Non-Lead | Don't Know | Unknown |  | Non-Lead | Between 1989 and 2014 |  | Non-Lead |  |  |  | Single Family Residence |  |  |  | Tier 5 |  |  | Non-Lead | No Tier
0943250000001 | 8722 | Green Valley Dr | Houston | 77055 |  | 29.7877 | -95.50341 | Non-Lead | Don't Know | Unknown |  | Unknown - Material Unknown | Before 1989 |  | Unknown |  |  |  | Single Family Residence |  |  |  | Tier 5 |  |  | Unknown | No Tier
0800550000005 | 8705 | Westview Dr | Houston | 77055 |  | 29.79352 | -95.50248 | Lead | Don't Know | Unknown |  | Unknown - Material Unknown | Before 1989 |  | Lead |  |  |  | Single Family Residence |  |  |  | Tier 1 |  |  | Lead | No Tier
1168270000013 | 3 | Inverness Park Way | Houston | 77055 |  | 29.79242 | -95.50768 | Non-Lead | Don't Know | Unknown |  | Unknown - Material Unknown | Before 1989 |  | Unknown |  |  |  | Single Family Residence |  |  |  | Tier 5 |  |  | Unknown | No Tier
1157530000011 | 8505 | Burkhart Rd | Houston | 77055 |  | 29.7892 | -95.49879 | Non-Lead | Don't Know | Unknown | (CIP 2024) Service Line Replacement | Non-Lead | After 2014 |  | Non-Lead |  |  |  | Single Family Residence |  |  |  | Tier 1 |  |  | Lead | No Tier
0800560000005 | 8705 | Cedardale Dr | Houston | 77055 |  | 29.79463 | -95.50255 | Non-Lead | Don't Know | Unknown |  | Non-Lead | Between 1989 and 2014 |  | Non-Lead |  |  |  | Single Family Residence |  |  |  | Tier 5 |  |  | Non-Lead | No Tier
0800550000017 | 8618 | Lupton Ln | Houston | 77055 |  | 29.79314 | -95.50171 | Non-Lead | Don't Know | Unknown |  | Non-Lead | Between 1989 and 2014 |  | Non-Lead |  |  |  | Single Family Residence |  |  |  | Tier 5 |  |  | Non-Lead | No Tier
0822740000107 | 8817 | Cedarspur Dr | Houston | 77055 |  | 29.79013 | -95.50481 | Non-Lead | Don't Know | Unknown |  | Non-Lead | After 2014 |  | Non-Lead |  |  |  | Single Family Residence |  |  |  | Tier 5 |  |  | Non-Lead | No Tier
1160470010001 | 4 | Woodsborough Cir | Houston | 77055 |  | 29.78667 | -95.49844 | Non-Lead | Don't Know | Unknown |  | Non-Lead | Between 1989 and 2014 |  | Non-Lead |  |  |  | Single Family Residence |  |  |  | Tier 5 |  |  | Non-Lead | No Tier
1100320000006 | 1109 | Pech Rd | Houston | 77055 |  | 29.78918 | -95.49525 | Non-Lead - Other | Yes | After 2014 | Replaced November 2024 as part of CIP project | Unknown - Material Unknown | Before 1989 |  | Unknown |  |  |  | Single Family Residence |  |  |  | Tier 1 |  |  | Unknown | No Tier
1259850010025 | 58 | N Creekside Ct | Houston | 77055 |  | 29.78734 | -95.49077 | Non-Lead | Don't Know | Unknown |  | Non-Lead | Between 1989 and 2014 |  | Non-Lead |  |  |  | Single Family Residence |  |  |  | Tier 5 |  |  | Non-Lead | No Tier
0805490000222 | 1315 | Modiste St | Houston | 77055 |  | 29.79233 | -95.49868 | Non-Lead | Don't Know | Unknown |  | Unknown - Material Unknown | Before 1989 |  | Unknown |  |  |  | Single Family Residence |  |  |  | Tier 5 |  |  | Unknown | No Tier
0830800000021 | 4902 | Croes Dr | Houston | 77055 |  | 29.93376 | -95.31777 | Non-Lead | Don't Know | Unknown |  | Unknown - Material Unknown | Before 1989 |  | Unknown |  |  |  | Single Family Residence |  |  |  | Tier 5 |  |  | Unknown | No Tier
1302550010001 | 1 | Burkhart Forest Ct | Houston | 77055 |  | 29.78967 | -95.49567 | Non-Lead | Don't Know | Unknown |  | Non-Lead | Between 1989 and 2014 |  | Non-Lead |  |  |  | Single Family Residence |  |  |  | Tier 5 |  |  | Non-Lead | No Tier
1100330000012 | 1205 | Krist Dr | Houston | 77055 |  | 29.78966 | -95.49233 | Non-Lead - Other | Don't Know | Unknown | (CIP 2024) Service Line Replacement | Unknown - Material Unknown | Before 1989 |  | Unknown |  |  |  | Single Family Residence |  |  |  | Tier 1 |  |  | Lead | No Tier
0810660000001 | 1029 | Teresa Dr | Houston | 77055 |  | 29.78677 | -95.50479 | Non-Lead | Don't Know | Unknown |  | Unknown - Material Unknown | Before 1989 |  | Unknown |  |  |  | Single Family Residence |  |  |  | Tier 5 |  |  | Unknown | No Tier
0810630000008 | 1036 | Teresa Dr | Houston | 77055 |  | 29.78696 | -95.50429 | Non-Lead | Don't Know | Unknown |  | Unknown - Material Unknown | Before 1989 |  | Unknown |  |  |  | Single Family Residence |  |  |  | Tier 5 |  |  | Unknown | No Tier
1224730010001 | 4 | Cardwell Ct | Houston | 77055 |  | 29.78786 | -95.51371 | Non-Lead | Don't Know | Unknown |  | Non-Lead | Between 1989 and 2014 |  | Non-Lead |  |  |  | Single Family Residence |  |  |  | Tier 5 |  |  | Non-Lead | No Tier
1325100010001 | 9230 | Katy Freeway | Spring Valley Village | 77055 |  | 29.785295559265506 | -95.51978407216318 | Non-Lead | Don't Know | Unknown |  | Non-Lead | After 2014 |  | Non-Lead |  |  |  | Building |  |  |  | Tier 5 |  |  | Non-Lead | No Tier
0772490020010 | 1019 | Lone Star Dr | Houston | 77055 |  | 29.78663 | -95.51331 | Non-Lead | Don't Know | Unknown |  | Non-Lead | Between 1989 and 2014 |  | Non-Lead |  |  |  | Single Family Residence |  |  |  | Tier 5 |  |  | Non-Lead | No Tier
1156650000009 | 8512 | Cedarbrake Dr | Houston | 77055 |  | 29.79064 | -95.4997 | Lead | Don't Know | Unknown |  | Lead | Before 1989 |  | Lead |  |  |  | Single Family Residence |  |  |  | Tier 1 |  |  | Lead | No Tier
1259850010018 | 44 | N Creekside Ct | Houston | 77055 |  | 29.78778 | -95.4921 | Non-Lead | Don't Know | Unknown |  | Non-Lead | Between 1989 and 2014 |  | Non-Lead |  |  |  | Single Family Residence |  |  |  | Tier 5 |  |  | Non-Lead | No Tier
0833270000025 | 1309 | Mickey Way | Houston | 77055 |  | 29.79243 | -95.51096 | Non-Lead | Don't Know | Unknown |  | Non-Lead | Between 1989 and 2014 |  | Non-Lead |  |  |  | Single Family Residence |  |  |  | Tier 5 |  |  | Non-Lead | No Tier
0761470020022 | 9021 | Randy Dr | Houston | 77055 |  | 29.78997 | -95.51242 | Non-Lead | Don't Know | Unknown |  | Non-Lead | After 2014 |  | Non-Lead |  |  |  | Single Family Residence |  |  |  | Tier 5 |  |  | Non-Lead | No Tier
1090320000003 | 3 | Wild Oak Cir | Houston | 77055 |  | 29.78685 | -95.50944 | Lead | Don't Know | Unknown |  | Non-Lead | Between 1989 and 2014 |  | Lead |  |  |  | Single Family Residence |  |  |  | Tier 1 |  |  | Lead | No Tier
0805560000316 | 1305 | Pech Rd | Houston | 77055 |  | 29.79139 | -95.49579 | Non-Lead | Don't Know | Unknown |  | Unknown - Material Unknown | Before 1989 |  | Unknown |  |  |  | Single Family Residence |  |  |  | Tier 5 |  |  | Unknown | No Tier
0780330020003 | 8609 | Merlin Dr | Houston | 77055 |  | 29.79184 | -95.50132 | Non-Lead | Don't Know | Unknown |  | Non-Lead | Between 1989 and 2014 |  | Non-Lead |  |  |  | Single Family Residence |  |  |  | Tier 5 |  |  | Non-Lead | No Tier
1151700000002 | 1394 | Fries Rd | Houston | 77055 |  | 29.79403 | -95.50795 | Non-Lead | Don't Know | Unknown |  | Lead | Before 1989 |  | Lead |  |  |  | Single Family Residence |  |  |  | Tier 1 |  |  | Lead | No Tier
0830790000006 | 8921 | Croes Dr | Houston | 77055 |  | 29.78952 | -95.5098 | Non-Lead | Don't Know | Unknown |  | Unknown - Material Unknown | Before 1989 |  | Unknown |  |  |  | Single Family Residence |  |  |  | Tier 5 |  |  | Unknown | No Tier
0731590000040 | 1126 | Adkins Rd | Houston | 77055 |  | 29.78758 | -95.5197 | Non-Lead | Don't Know | Unknown |  | Unknown - Material Unknown | Before 1989 |  | Unknown |  |  |  | Single Family Residence |  |  |  | Tier 5 |  |  | Unknown | No Tier
0810370000080 | 1417 | Bracher St. | Houston | 77055 |  | 29.79503 | -95.50488 | Non-Lead | Don't Know | Unknown |  | Non-Lead | Between 1989 and 2014 |  | Non-Lead |  |  |  | Single Family Residence |  |  |  | Tier 5 |  |  | Non-Lead | No Tier
0810320000055 | 1409 | Cedarbrook Dr | Houston | 77055 |  | 29.79467 | -95.50564 | Non-Lead | Don't Know | Unknown |  | Unknown - Material Unknown | Before 1989 |  | Unknown |  |  |  | Single Family Residence |  |  |  | Tier 5 |  |  | Unknown | No Tier
1259850010050 | 86 | S Creekside Ct | Houston | 77055 |  | 29.78727 | -95.49318 | Non-Lead | Don't Know | Unknown |  | Non-Lead | Between 1989 and 2014 |  | Non-Lead |  |  |  | Single Family Residence |  |  |  | Tier 5 |  |  | Non-Lead | No Tier
0872220000007 | 8814 | Croes Dr | Houston | 77055 |  | 29.78943 | -95.5066 | Lead | Don't Know | Unknown |  | Unknown - Material Unknown | Before 1989 |  | Lead |  |  |  | Single Family Residence |  |  |  | Tier 1 |  |  | Lead | No Tier
0772490010004 | 9034 | Bace Dr | Houston | 77055 |  | 29.78872 | -95.5128 | Non-Lead | Don't Know | Unknown |  | Non-Lead | After 2014 |  | Non-Lead |  |  |  | Single Family Residence |  |  |  | Tier 5 |  |  | Non-Lead | No Tier
0791300080149 | 8424 | Lofland Dr | Houston | 77055 |  | 29.79522 | -95.4985 | Non-Lead | Don't Know | Unknown |  | Non-Lead | After 2014 |  | Non-Lead |  |  |  | Single Family Residence |  |  |  | Tier 5 |  |  | Non-Lead | No Tier
1160470010005 | 22 | Woodsborough Cir | Houston | 77055 |  | 29.78658 | -95.49969 | Non-Lead | Don't Know | Unknown |  | Non-Lead | Between 1989 and 2014 |  | Non-Lead |  |  |  | Single Family Residence |  |  |  | Tier 5 |  |  | Non-Lead | No Tier
1100330000021 | 8313 | Burkhart Ct | Houston | 77055 |  | 29.78897 | -95.49322 | Non-Lead - Other | Yes | After 2014 | Replaced in November 2024 as part of CIP project | Unknown - Material Unknown | Before 1989 |  | Unknown |  |  |  | Single Family Residence |  |  |  | Tier 1 |  |  | Unknown | No Tier
1156650000005 | 8503 | Cedarbrake Dr | Houston | 77055 |  | 29.79119 | -95.49922 | Lead | Don't Know | Unknown |  | Lead | Before 1989 |  | Lead |  |  |  | Single Family Residence |  |  |  | Tier 1 |  |  | Lead | No Tier
1099060000025 | 1111 | Anne St | Houston | 77055 |  | 29.78676 | -95.51663 | Lead | Don't Know | Before 1989 |  | Unknown - Material Unknown | Before 1989 |  | Lead |  |  |  | Single Family Residence |  |  |  | Tier 1 |  |  | Lead | No Tier
0805500000229 | 14 | Tam Ct | Houston | 77055 |  | 29.79232 | -95.49769 | Non-Lead | Don't Know | Unknown |  | Unknown - Material Unknown | Before 1989 |  | Unknown |  |  |  | Single Family Residence |  |  |  | Tier 5 |  |  | Unknown | No Tier
1373740010002 | 8422 | Winningham Ln | Houston | 77055 |  | 29.78888 | -95.49683 | Non-Lead - Other | Don't Know | After 2014 | Replaced in April 2025 CIP project | Non-Lead | After 2014 |  | Non-Lead |  |  |  | Single Family Residence |  |  |  | Tier 1 |  |  | Non-Lead | No Tier
0833240000002 | 1332 | Mickey Way | Houston | 77055 |  | 29.79382 | -95.51024 | Non-Lead | Don't Know | Unknown |  | Non-Lead | After 2014 |  | Non-Lead |  |  |  | Single Family Residence |  |  |  | Tier 5 |  |  | Non-Lead | No Tier
410330010277 | 1011 | Adkins Rd | Houston | 77055 |  | 37.47759852985695 | -77.58258907216194 | Non-Lead | Don't Know | Unknown |  | Unknown - Material Unknown | Unknown |  | Unknown |  |  |  | Building |  |  |  | Tier 5 |  |  | Unknown | No Tier
1145170010008 | 9108 | Hilldale St. | Houston | 77055 |  | 29.78869 | -95.51631 | Lead | Don't Know | Unknown |  | Unknown - Material Unknown | Before 1989 |  | Lead |  |  |  | Single Family Residence |  |  |  | Tier 1 |  |  | Lead | No Tier
0772490040011 | 1101 | Traweek St | Houston | 77055 |  | 29.78671 | -95.51092 | Non-Lead | Don't Know | Unknown |  | Unknown - Material Unknown | Before 1989 |  | Unknown |  |  |  | Single Family Residence |  |  |  | Tier 5 |  |  | Unknown | No Tier
0830790000011 | 8941 | Croes Dr | Houston | 77055 |  | 29.79058 | -95.5099 | Non-Lead | Don't Know | Unknown |  | Non-Lead | Between 1989 and 2014 |  | Non-Lead |  |  |  | Single Family Residence |  |  |  | Tier 5 |  |  | Non-Lead | No Tier
1160470010006 | 20 | Woodsborough Cir | Houston | 77055 |  | 29.78657 | -95.49998 | Non-Lead | Don't Know | Unknown |  | Non-Lead | Between 1989 and 2014 |  | Non-Lead |  |  |  | Single Family Residence |  |  |  | Tier 5 |  |  | Non-Lead | No Tier
1100330000043 | 8328 | Burkhart Cir | Houston | 77055 |  | 29.78956 | -95.49419 | Non-Lead - Other | Yes | After 2014 | Replaced in November 2024 as part of CIP project | Unknown - Material Unknown | Before 1989 |  | Unknown |  |  |  | Single Family Residence |  |  |  | Tier 1 |  |  | Unknown | No Tier
0805540000281 | 8324 | Merlin Dr | Houston | 77055 |  | 29.79229 | -95.49489 | Non-Lead | Don't Know | Unknown |  | Non-Lead | After 2014 |  | Non-Lead |  |  |  | Single Family Residence |  |  |  | Tier 5 |  |  | Non-Lead | No Tier
0731590000016 | 1010 | Adkins Rd | Houston | 77055 |  | 29.78596 | -95.51954 | Non-Lead | Don't Know | Unknown |  | Non-Lead | Between 1989 and 2014 |  | Non-Lead |  |  |  | Single Family Residence |  |  |  | Tier 5 |  |  | Non-Lead | No Tier
0822730000096 | 8810 | Cedarspur Dr | Houston | 77055 |  | 29.79064 | -95.50438 | Non-Lead | Don't Know | Unknown |  | Unknown - Material Unknown | Before 1989 |  | Unknown |  |  |  | Single Family Residence |  |  |  | Tier 5 |  |  | Unknown | No Tier
1171370000001 | 2 | Inverness Park Way | Houston | 77055 |  | 29.7928 | -95.50851 | Non-Lead | Don't Know | Unknown |  | Non-Lead | Between 1989 and 2014 |  | Non-Lead |  |  |  | Single Family Residence |  |  |  | Tier 5 |  |  | Non-Lead | No Tier
0772490020007 | 1012 | Campbell Road | Spring Valley Village | 77055 |  | 29.786435632916238 | -95.51356841326643 | Non-Lead | Don't Know | Unknown |  | Unknown - Material Unknown | Before 1989 |  | Unknown |  |  |  | Building |  |  |  | Tier 5 |  |  | Unknown | No Tier
0835850000002 | 8726 | Winningham Ln | Houston | 77055 |  | 29.78863 | -95.50317 | Non-Lead | Don't Know | Unknown |  | Unknown - Material Unknown | Before 1989 |  | Unknown |  |  |  | Single Family Residence |  |  |  | Tier 5 |  |  | Unknown | No Tier
0912350000001 | 8730 | Burkhart Rd | Houston | 77055 |  | 29.78951 | -95.50347 | Non-Lead | Don't Know | Unknown |  | Non-Lead | After 2014 |  | Non-Lead |  |  |  | Single Family Residence |  |  |  | Tier 5 |  |  | Non-Lead | No Tier
1503740010002 | 8434 | Winningham Ln | Houston | 77055 |  | 29.78884 | -95.49777 | Non-Lead - Other | Don't Know | After 2014 | Replaced in April 2025 CIP project | Non-Lead | After 2014 |  | Non-Lead |  |  |  | Single Family Residence |  |  |  | Tier 1 |  |  | Non-Lead | No Tier
1382410010002 | 1311 | Caudle Dr | Houston | 77055 |  | 29.79351 | -95.50492 | Non-Lead | Don't Know | Unknown |  | Non-Lead | After 2014 |  | Non-Lead |  |  |  | Single Family Residence |  |  |  | Tier 5 |  |  | Non-Lead | No Tier
1061070000002 | 8821 | Westview Dr | Houston | 77055 |  | 29.79388 | -95.5068 | Non-Lead | Don't Know | Unknown |  | Non-Lead | After 2014 |  | Non-Lead |  |  |  | Single Family Residence |  |  |  | Tier 5 |  |  | Non-Lead | No Tier
1174640000011 | 8915 | Cardwell Dr | Houston | 77055 |  | 29.78767 | -95.50923 | Non-Lead | Don't Know | Unknown |  | Non-Lead | Between 1989 and 2014 |  | Non-Lead |  |  |  | Single Family Residence |  |  |  | Tier 5 |  |  | Non-Lead | No Tier
0841220000005 | 8859 | Cardwell Dr | Houston | 77055 |  | 29.78698 | -95.50698 | Non-Lead | Don't Know | Unknown |  | Non-Lead | Between 1989 and 2014 |  | Non-Lead |  |  |  | Single Family Residence |  |  |  | Tier 5 |  |  | Non-Lead | No Tier
1100300000006 | 1116 | Krist Dr | Houston | 77055 |  | 29.78913 | -95.49129 | Non-Lead | Don't Know | Unknown | (CIP 2024) Service Line Replacement | Non-Lead - Copper | Between 1989 and 2014 | Resident confirmed plumbing was replaced a few years ago | Non-Lead |  |  |  | Single Family Residence |  |  |  | Tier 1 |  |  | Non-Lead | No Tier
1453100010002 | 8415 | Burkhart Rd | Houston | 77055 |  | 29.78919 | -95.49745 | Non-Lead - Other | Don't Know | After 2014 | (CIP 2025) Service Line Replacement | Non-Lead | After 2014 |  | Non-Lead |  |  |  | Single Family Residence |  |  |  | Tier 1 |  |  | Non-Lead | No Tier
1070080000014 | 8851 | Larston St | Houston | 77055 |  | 29.79152 | -95.50802 | Non-Lead | Don't Know | Unknown |  | Unknown - Material Unknown | Before 1989 |  | Unknown |  |  |  | Single Family Residence |  |  |  | Tier 5 |  |  | Unknown | No Tier
0991580000009 | 8923 | Echo Valley Dr | Houston | 77055 |  | 29.78559 | -95.50987 | Lead | Don't Know | Unknown |  | Unknown - Material Unknown | Before 1989 |  | Lead |  |  |  | Single Family Residence |  |  |  | Tier 1 |  |  | Lead | No Tier
1173090000001 | 1 | Martin Ct | Houston | 77055 |  | 29.78732 | -95.51954 | Non-Lead | Don't Know | Unknown |  | Non-Lead | Between 1989 and 2014 |  | Non-Lead |  |  |  | Single Family Residence |  |  |  | Tier 5 |  |  | Non-Lead | No Tier
1174640000008 | 8925 | Cardwell Dr | Houston | 77055 |  | 29.78761 | -95.50993 | Non-Lead | Don't Know | Unknown |  | Non-Lead | Between 1989 and 2014 |  | Non-Lead |  |  |  | Single Family Residence |  |  |  | Tier 5 |  |  | Non-Lead | No Tier
1289170010008 | 14 | Windsor Ct | Houston | 77055 |  | 29.7934 | -95.51198 | Non-Lead | Don't Know | Unknown |  | Non-Lead | Between 1989 and 2014 |  | Non-Lead |  |  |  | Single Family Residence |  |  |  | Tier 5 |  |  | Non-Lead | No Tier
0761470040037 | 9012 | Randy Dr | Houston | 77055 |  | 29.79033 | -95.51157 | Non-Lead | Don't Know | Unknown |  | Non-Lead | After 2014 |  | Non-Lead |  |  |  | Single Family Residence |  |  |  | Tier 5 |  |  | Non-Lead | No Tier
1100300000002 | 1100 | Krist Dr | Houston | 77055 |  | 29.7883 | -95.49165 | Non-Lead - Other | Don't Know | Unknown | (CIP 2024) Service Line Replacement | Unknown - Material Unknown | Before 1989 |  | Unknown |  |  |  | Single Family Residence |  |  |  | Tier 1 |  |  | Lead | No Tier
0975250000019 | 8623 | Cedarbrake Dr | Houston | 77055 |  | 29.79096 | -95.50184 | Lead | Don't Know | Unknown |  | Unknown - Material Unknown | Before 1989 |  | Lead |  |  |  | Single Family Residence |  |  |  | Tier 1 |  |  | Lead | No Tier
0924690000001 | 8730 | Cedarspur Dr | Houston | 77055 |  | 29.79053 | -95.5035 | Non-Lead | Don't Know | Unknown |  | Unknown - Material Unknown | Before 1989 |  | Unknown |  |  |  | Single Family Residence |  |  |  | Tier 5 |  |  | Unknown | No Tier
1286350010002 | 1407 | Beutel Dr | Houston | 77055 |  | 29.79381 | -95.51173 | Lead | Don't Know | Unknown |  | Non-Lead | Between 1989 and 2014 |  | Lead |  |  |  | Single Family Residence |  |  |  | Tier 1 |  |  | Lead | No Tier
0822750000127 | 8829 | Burkhart Rd | Houston | 77055 |  | 29.78933 | -95.50609 | Non-Lead | Don't Know | Unknown |  | Unknown - Material Unknown | Before 1989 |  | Unknown |  |  |  | Single Family Residence |  |  |  | Tier 5 |  |  | Unknown | No Tier
1000390000008 | 1315 | Beutel Dr | Houston | 77055 |  | 29.79273 | -95.51199 | Non-Lead | Don't Know | Unknown |  | Non-Lead | After 2014 |  | Non-Lead |  |  |  | Single Family Residence |  |  |  | Tier 5 |  |  | Non-Lead | No Tier
0660530000022 | 1337 | Fries Rd | Houston | 77055 |  | 29.7931 | -95.50874 | Non-Lead | Don't Know | Unknown |  | Non-Lead | After 2014 |  | Non-Lead |  |  |  | Single Family Residence |  |  |  | Tier 5 |  |  | Non-Lead | No Tier
0791300130001 | 8423 | Lofland Dr | Houston | 77055 |  | 29.79488 | -95.49877 | Non-Lead | Don't Know | Unknown |  | Non-Lead | Between 1989 and 2014 |  | Non-Lead |  |  |  | Single Family Residence |  |  |  | Tier 5 |  |  | Non-Lead | No Tier
0841210000004 | 8862 | Cardwell Dr | Houston | 77055 |  | 29.78748 | -95.50723 | Non-Lead | Don't Know | Unknown |  | Unknown - Material Unknown | Before 1989 |  | Unknown |  |  |  | Single Family Residence |  |  |  | Tier 5 |  |  | Unknown | No Tier
0805560000311 | 6 | Pom Ct | Houston | 77055 |  | 29.79154 | -95.49647 | Non-Lead | Don't Know | Unknown |  | Unknown - Material Unknown | Before 1989 |  | Unknown |  |  |  | Single Family Residence |  |  |  | Tier 5 |  |  | Unknown | No Tier
1169110000008 | 31 | Inverness Park Way | Houston | 77055 |  | 29.79389 | -95.50992 | Non-Lead | Don't Know | Unknown |  | Non-Lead | Between 1989 and 2014 |  | Non-Lead |  |  |  | Single Family Residence |  |  |  | Tier 5 |  |  | Non-Lead | No Tier
0805520000257 | 8417 | Merlin Dr | Houston | 77055 |  | 29.79183 | -95.49678 | Non-Lead | Don't Know | Unknown |  | Unknown - Material Unknown | Before 1989 |  | Unknown |  |  |  | Single Family Residence |  |  |  | Tier 5 |  |  | Unknown | No Tier
1070080000002 | 8856 | Larston St | Houston | 77055 |  | 29.79204 | -95.50778 | Non-Lead | Don't Know | Unknown |  | Unknown - Material Unknown | Before 1989 |  | Unknown |  |  |  | Single Family Residence |  |  |  | Tier 5 |  |  | Unknown | No Tier
0805530000269 | 8326 | Leafy Ln | Houston | 77055 |  | 29.79326 | -95.49375 | Non-Lead | Don't Know | Unknown |  | Non-Lead | Between 1989 and 2014 |  | Non-Lead |  |  |  | Single Family Residence |  |  |  | Tier 5 |  |  | Non-Lead | No Tier
1112290000013 | 8860 | Cavell St | Houston | 77055 |  | 29.78665 | -95.508 | Non-Lead | Don't Know | Unknown |  | Lead | Before 1989 |  | Lead |  |  |  | Single Family Residence |  |  |  | Tier 1 |  |  | Lead | No Tier
1090320000005 | 5 | Wild Oak Cir | Houston | 77055 |  | 29.78681 | -95.50993 | Lead | Don't Know | Unknown |  | Lead | Before 1989 |  | Lead |  |  |  | Single Family Residence |  |  |  | Tier 1 |  |  | Lead | No Tier
0833270000021 | 1306 | Beutel Dr | Houston | 77055 |  | 29.7922 | -95.51139 | Non-Lead | Don't Know | Unknown |  | Non-Lead | Between 1989 and 2014 |  | Non-Lead |  |  |  | Single Family Residence |  |  |  | Tier 5 |  |  | Non-Lead | No Tier
0810350000072 | 8737 | Lanell Ln | Houston | 77055 |  | 29.7954 | -95.50462 | Non-Lead | Don't Know | Unknown |  | Non-Lead - Plastic | After 2014 | Resident updated plumbing to PVC in 2020 | Non-Lead |  |  |  | Single Family Residence |  |  |  | Tier 5 |  |  | Non-Lead | No Tier
1289170030012 | 47 | Windsor Ct | Houston | 77055 |  | 29.79368 | -95.51373 | Non-Lead | Don't Know | Unknown |  | Non-Lead | Between 1989 and 2014 |  | Non-Lead |  |  |  | Single Family Residence |  |  |  | Tier 5 |  |  | Non-Lead | No Tier
0991580000006 | 8922 | Echo Valley Dr | Houston | 77055 |  | 29.78612 | -95.50986 | Lead | Don't Know | Unknown |  | Unknown - Material Unknown | Before 1989 |  | Lead |  |  |  | Single Family Residence |  |  |  | Tier 1 |  |  | Lead | No Tier
1286380010002 | 1025 | Campbell Road | Spring Valley Village | 77055 |  | 29.787686632785153 | -95.51447240161018 | Non-Lead | Don't Know | Unknown |  | Non-Lead | After 2014 |  | Non-Lead |  |  |  | Building |  |  |  | Tier 5 |  |  | Non-Lead | No Tier
1160470010018 | 17 | Woodsborough Cir | Houston | 77055 |  | 29.78739 | -95.49988 | Non-Lead | Don't Know | Unknown |  | Non-Lead | Between 1989 and 2014 |  | Non-Lead |  |  |  | Single Family Residence |  |  |  | Tier 5 |  |  | Non-Lead | No Tier
0925960000001 | 8831 | Cardwell Dr | Houston | 77055 |  | 29.78686 | -95.50621 | Non-Lead | Don't Know | Unknown |  | Non-Lead | Between 1989 and 2014 |  | Non-Lead |  |  |  | Single Family Residence |  |  |  | Tier 5 |  |  | Non-Lead | No Tier
1041080000001 | 1133 | Bade St | Houston | 77055 |  | 29.78779 | -95.51837 | Non-Lead | Don't Know | Unknown |  | Non-Lead | Between 1989 and 2014 |  | Non-Lead |  |  |  | Single Family Residence |  |  |  | Tier 5 |  |  | Non-Lead | No Tier
1293770010001 | 8934 | Bace Dr | Houston | 77055 |  | 29.78869 | -95.51072 | Non-Lead | Don't Know | Unknown |  | Non-Lead | Between 1989 and 2014 |  | Non-Lead |  |  |  | Single Family Residence |  |  |  | Tier 5 |  |  | Non-Lead | No Tier
1259850010021 | 50 | N Creekside Ct | Houston | 77055 |  | 29.78773 | -95.49145 | Non-Lead | Don't Know | Unknown |  | Non-Lead | Between 1989 and 2014 |  | Non-Lead |  |  |  | Single Family Residence |  |  |  | Tier 5 |  |  | Non-Lead | No Tier
1061070000001 | 8819 | Westview Dr | Houston | 77055 |  | 29.79388 | -95.50657 | Non-Lead | Don't Know | Unknown |  | Unknown - Material Unknown | Before 1989 |  | Unknown |  |  |  | Single Family Residence |  |  |  | Tier 5 |  |  | Unknown | No Tier
1168270000005 | 10 | Inverness Park Way | Houston | 77055 |  | 29.7928 | -95.50911 | Non-Lead | Don't Know | Unknown |  | Unknown - Material Unknown | Before 1989 |  | Unknown |  |  |  | Single Family Residence |  |  |  | Tier 5 |  |  | Unknown | No Tier
1061070000007 | 1305 | Spring Oaks Cir | Houston | 77055 |  | 29.79324 | -95.50718 | Lead | Don't Know | Unknown |  | Unknown - Material Unknown | Before 1989 |  | Lead |  |  |  | Single Family Residence |  |  |  | Tier 1 |  |  | Lead | No Tier
1171690000008 | 10 | Village Oaks Ln | Houston | 77055 |  | 29.78913 | -95.51269 | Non-Lead | Don't Know | Unknown |  | Non-Lead | Between 1989 and 2014 |  | Non-Lead |  |  |  | Single Family Residence |  |  |  | Tier 5 |  |  | Non-Lead | No Tier
0731590020001 | 9180 | Katy Freeway | Spring Valley Village | 77055 |  | 29.785365633031617 | -95.51652406050506 | Lead | Don't Know | Unknown |  | Unknown - Material Unknown | Before 1989 |  | Lead |  |  |  | Building | [6 empty] | Lead | No Tier
0761470040029 | 9019 | Elizabeth Rd | Houston | 77055 |  | 29.7907 | -95.51253 | Non-Lead | Don't Know | Unknown |  | Non-Lead | Between 1989 and 2014 |  | Non-Lead |  |  |  | Single Family Residence |  |  |  | Tier 5 |  |  | Non-Lead | No Tier
1259850010064 | 100 | S Creekside Ct | Houston | 77055 |  | 29.78728 | -95.4918 | Non-Lead | Don't Know | Unknown |  | Non-Lead | Between 1989 and 2014 |  | Non-Lead |  |  |  | Single Family Residence |  |  |  | Tier 5 |  |  | Non-Lead | No Tier
0660530000044 | 1257 | Fries Rd | Houston | 77055 |  | 29.79078 | -95.50873 | Non-Lead | Don't Know | Unknown |  | Non-Lead | Between 1989 and 2014 |  | Non-Lead |  |  |  | Single Family Residence |  |  |  | Tier 5 |  |  | Non-Lead | No Tier
0805580000343 | 8306 | Cedarbrake Dr | Houston | 77055 |  | 29.79135 | -95.49355 | Non-Lead | Don't Know | Unknown |  | Non-Lead | After 2014 |  | Non-Lead |  |  |  | Single Family Residence |  |  |  | Tier 5 |  |  | Non-Lead | No Tier
0660350000012 | 8609 | Burkhart Rd | Houston | 77055 |  | 29.78909 | -95.50138 | Lead | Don't Know | Unknown |  | Non-Lead | Between 1989 and 2014 |  | Lead |  |  |  | Single Family Residence |  |  |  | Tier 1 |  |  | Lead | No Tier
0822740000111 | 8801 | Cedarspur Dr | Houston | 77055 |  | 29.79014 | -95.50391 | Non-Lead | Don't Know | Unknown |  | Non-Lead | Between 1989 and 2014 |  | Non-Lead |  |  |  | Single Family Residence |  |  |  | Tier 5 |  |  | Non-Lead | No Tier
0440340020040 | 8411 | Burkhart Rd | Houston | 77055 |  | 29.78903 | -95.49715 | Non-Lead - Other | Don't Know | After 2014 | (CIP 2025) Service Line Replacement | Unknown - Material Unknown | Before 1989 |  | Unknown |  |  |  | Single Family Residence |  |  |  | Tier 1 |  |  | Unknown | No Tier
0872220000015 | 8805 | Croes Drive | Spring Valley Village | 77055 |  | 29.78894930486534 | -95.50715676602819 | Lead | Don't Know | Unknown |  | Non-Lead | Between 1989 and 2014 |  | Lead |  |  |  | Single Family Residence |  |  |  | Tier 1 |  |  | Lead | No Tier
0805510000247 | 8517 | Merlin Dr | Houston | 77055 |  | 29.79183 | -95.49939 | Non-Lead | Don't Know | Unknown |  | Unknown - Material Unknown | Before 1989 |  | Unknown |  |  |  | Single Family Residence |  |  |  | Tier 5 |  |  | Unknown | No Tier
1090320000007 | 7 | Wild Oak Cir | Houston | 77055 |  | 29.78639 | -95.50986 | Lead | Don't Know | Unknown |  | Unknown - Material Unknown | Before 1989 |  | Lead |  |  |  | Single Family Residence |  |  |  | Tier 1 |  |  | Lead | No Tier
0761470010003 | 9050 | Elizabeth Rd | Houston | 77055 |  | 29.79113 | -95.51318 | Non-Lead | Don't Know | Unknown |  | Unknown - Material Unknown | Before 1989 |  | Unknown |  |  |  | Single Family Residence |  |  |  | Tier 5 |  |  | Unknown | No Tier
1168270000003 | 6 | Inverness Park Way | Houston | 77055 |  | 29.7928 | -95.50882 | Non-Lead | Don't Know | Unknown |  | Unknown - Material Unknown | Before 1989 |  | Unknown |  |  |  | Single Family Residence |  |  |  | Tier 5 |  |  | Unknown | No Tier
1209480020015 | 1126 | Joshua Ln | Houston | 77055 |  | 30.00842 | -95.41164 | Non-Lead | Don't Know | Unknown |  | Non-Lead | Between 1989 and 2014 |  | Non-Lead |  |  |  | Single Family Residence |  |  |  | Tier 5 |  |  | Non-Lead | No Tier
1112290000012 | 8856 | Cavell St | Houston | 77055 |  | 29.78665 | -95.50774 | Non-Lead | Don't Know | Unknown |  | Unknown - Material Unknown | Before 1989 |  | Unknown |  |  |  | Single Family Residence |  |  |  | Tier 5 |  |  | Unknown | No Tier
1100320000007 | 1105 | Pech Rd | Houston | 77055 |  | 29.78898 | -95.49525 | Non-Lead - Other | Yes | After 2014 | Replaced November 2024 as part of CIP project | Unknown - Material Unknown | Before 1989 |  | Unknown |  |  |  | Single Family Residence |  |  |  | Tier 1 |  |  | Unknown | No Tier
0975250000008 | 8630 | Cedarbrake Dr | Houston | 77055 |  | 29.7915 | -95.50235 | Lead | Don't Know | Unknown |  | Lead | Before 1989 |  | Lead |  |  |  | Single Family Residence |  |  |  | Tier 1 |  |  | Lead | No Tier
0805510000249 | 8509 | Merlin Dr | Houston | 77055 |  | 29.79183 | -95.49892 | Non-Lead | Don't Know | Unknown |  | Unknown - Material Unknown | Before 1989 |  | Unknown |  |  |  | Single Family Residence |  |  |  | Tier 5 |  |  | Unknown | No Tier
1173090000007 | 11 | Martin Ct | Houston | 77055 |  | 29.78676 | -95.51976 | Non-Lead | Don't Know | Unknown |  | Non-Lead | Between 1989 and 2014 |  | Non-Lead |  |  |  | Single Family Residence |  |  |  | Tier 5 |  |  | Non-Lead | No Tier
1160470010016 | 11 | Woodsborough Cir | Houston | 77055 |  | 29.78748 | -95.49928 | Non-Lead | Don't Know | Unknown |  | Non-Lead | Between 1989 and 2014 |  | Non-Lead |  |  |  | Single Family Residence |  |  |  | Tier 5 |  |  | Non-Lead | No Tier
0943250000003 | 8714 | Green Valley Dr | Houston | 77055 |  | 29.7877 | -95.50286 | Non-Lead | Don't Know | Unknown |  | Unknown - Material Unknown | Before 1989 |  | Unknown |  |  |  | Single Family Residence |  |  |  | Tier 5 |  |  | Unknown | No Tier
1224840010005 | 8834 | Inverness Park Way | Houston | 77055 |  | 29.79277 | -95.50715 | Non-Lead | Don't Know | Unknown |  | Non-Lead | Between 1989 and 2014 |  | Non-Lead |  |  |  | Single Family Residence |  |  |  | Tier 5 |  |  | Non-Lead | No Tier
1100280000003 | 8435 | Winningham Ln | Houston | 77055 |  | 29.78832 | -95.49762 | Non-Lead - Other | Don't Know | After 2014 | Replaced in April 2025 CIP project | Unknown - Material Unknown | Before 1989 |  | Unknown |  |  |  | Single Family Residence |  |  |  | Tier 1 |  |  | Unknown | No Tier
0805600000364 | 1230 | Krist Dr | Houston | 77055 |  | 29.79115 | -95.49254 | Non-Lead | Don't Know | Unknown |  | Non-Lead | After 2014 |  | Non-Lead |  |  |  | Single Family Residence |  |  |  | Tier 5 |  |  | Non-Lead | No Tier
1100330000037 | 8336 | Winningham Ln | Houston | 77055 |  | 29.78858 | -95.49472 | Non-Lead - Other | Don't Know | Unknown | (CIP 2024) Service Line Replacement | Unknown - Material Unknown | Before 1989 |  | Unknown |  |  |  | Single Family Residence |  |  |  | Tier 1 |  |  | Lead | No Tier
1100270000005 | 8452 | Winningham Ln | Houston | 77055 |  | 29.78846 | -95.49925 | Non-Lead - Other | Don't Know | After 2014 | Replaced in April 2025 CIP project | Unknown - Material Unknown | Before 1989 |  | Unknown |  |  |  | Single Family Residence |  |  |  | Tier 1 |  |  | Unknown | No Tier
0805560000307 | 8428 | Cedarbrake Dr | Houston | 77055 |  | 29.79112 | -95.49719 | Non-Lead | Don't Know | Unknown |  | Unknown - Material Unknown | Before 1989 |  | Unknown |  |  |  | Single Family Residence |  |  |  | Tier 5 |  |  | Unknown | No Tier
1173090000009 | 7 | Martin Ct | Houston | 77055 |  | 29.78728 | -95.51954 | Non-Lead | Don't Know | Unknown |  | Non-Lead | Between 1989 and 2014 |  | Non-Lead |  |  |  | Single Family Residence |  |  |  | Tier 5 |  |  | Non-Lead | No Tier
1168270000011 | 7 | Inverness Park Way | Houston | 77055 |  | 29.79252 | -95.50812 | Non-Lead | Don't Know | Unknown |  | Unknown - Material Unknown | Before 1989 |  | Unknown |  |  |  | Single Family Residence |  |  |  | Tier 5 |  |  | Unknown | No Tier
1100300000009 | 1202 | Krist Dr | Houston | 77055 |  | 29.78989 | -95.49139 | Non-Lead - Other | Don't Know | Unknown | (CIP 2024) Service Line Replacement | Unknown - Material Unknown | Before 1989 |  | Unknown |  |  |  | Single Family Residence |  |  |  | Tier 1 |  |  | Lead | No Tier
1089940000015 | 9021 | Larston St | Houston | 77055 |  | 29.79161 | -95.51218 | Non-Lead | Don't Know | Unknown |  | Unknown - Material Unknown | Before 1989 |  | Unknown |  |  |  | Single Family Residence |  |  |  | Tier 5 |  |  | Unknown | No Tier
1089940000016 | 9017 | Larston St | Houston | 77055 |  | 29.79162 | -95.51192 | Non-Lead | Don't Know | Unknown |  | Unknown - Material Unknown | Before 1989 |  | Unknown |  |  |  | Single Family Residence |  |  |  | Tier 5 |  |  | Unknown | No Tier
1100330000009 | 8303 | Cedarspur Dr | Houston | 77055 |  | 29.78992 | -95.49299 | Non-Lead - Other | Yes | After 2014 | October 2024 replaced as part of CIP project | Unknown - Material Unknown | Before 1989 |  | Unknown |  |  |  | Single Family Residence |  |  |  | Tier 1 |  |  | Unknown | No Tier
0925960000008 | 8827 | Cavell Ct. | Houston | 77055 |  | 29.78577 | -95.50595 | Non-Lead | Don't Know | Unknown |  | Non-Lead | Between 1989 and 2014 |  | Non-Lead |  |  |  | Single Family Residence |  |  |  | Tier 5 |  |  | Non-Lead | No Tier
1289170020001 | 23 | Windsor Pl | Houston | 77055 |  | 29.79381 | -95.51309 | Non-Lead | Don't Know | Unknown |  | Non-Lead | Between 1989 and 2014 |  | Non-Lead |  |  |  | Single Family Residence |  |  |  | Tier 5 |  |  | Non-Lead | No Tier
1100280000001 | 8441 | Winningham Ln | Houston | 77055 |  | 29.78829 | -95.49817 | Non-Lead - Other | Don't Know | After 2014 | Replaced in April 2025 CIP project | Unknown - Material Unknown | Before 1989 |  | Unknown |  |  |  | Single Family Residence |  |  |  | Tier 1 |  |  | Unknown | No Tier
1259850010024 | 56 | N Creekside Ct | Houston | 77055 |  | 29.78743 | -95.49099 | Non-Lead | Don't Know | Unknown |  | Non-Lead | Between 1989 and 2014 |  | Non-Lead |  |  |  | Single Family Residence |  |  |  | Tier 5 |  |  | Non-Lead | No Tier
1168270000008 | 13 | Inverness Park Way | Houston | 77055 |  | 29.79251 | -95.50826 | Non-Lead | Don't Know | Unknown |  | Unknown - Material Unknown | Before 1989 |  | Unknown |  |  |  | Single Family Residence |  |  |  | Tier 5 |  |  | Unknown | No Tier
1174120000004 | 4 | Parkland Ct | Houston | 77055 |  | 29.78863 | -95.51835 | Non-Lead | Don't Know | Unknown |  | Non-Lead | Between 1989 and 2014 |  | Non-Lead |  |  |  | Single Family Residence |  |  |  | Tier 5 |  |  | Non-Lead | No Tier
0805540000286 | 8309 | Leafy Ln | Houston | 77055 |  | 29.79228 | -95.49347 | Non-Lead | Don't Know | Unknown |  | Non-Lead | Between 1989 and 2014 |  | Non-Lead |  |  |  | Single Family Residence |  |  |  | Tier 5 |  |  | Non-Lead | No Tier
1147030000001 | 1412 | Beutel Dr | Houston | 77055 |  | 29.7941 | -95.51117 | Lead | Don't Know | Unknown |  | Non-Lead | Between 1989 and 2014 |  | Lead |  |  |  | Single Family Residence |  |  |  | Tier 1 |  |  | Lead | No Tier
0925970000009 | 1034 | Ben Hur Dr | Houston | 77055 |  | 29.78689 | -95.5052 | Non-Lead | Don't Know | Unknown |  | Non-Lead | After 2014 |  | Non-Lead |  |  |  | Single Family Residence |  |  |  | Tier 5 |  |  | Non-Lead | No Tier
1144080000005 | 9208 | Cardwell Dr | Houston | 77055 |  | 29.78686 | -95.51885 | Non-Lead | Don't Know | Unknown |  | Unknown - Material Unknown | Before 1989 |  | Unknown |  |  |  | Single Family Residence |  |  |  | Tier 5 |  |  | Unknown | No Tier
1100330000041 | 8325 | Burkhart Cir | Houston | 77055 |  | 29.78908 | -95.49401 | Non-Lead - Other | Yes | After 2014 | Replaced in November 2024 as part of CIP project | Unknown - Material Unknown | Before 1989 |  | Unknown |  |  |  | Single Family Residence |  |  |  | Tier 1 |  |  | Unknown | No Tier
1289170030009 | 34 | Windsor Pl | Houston | 77055 |  | 29.79374 | -95.51336 | Non-Lead | Don't Know | Unknown |  | Non-Lead | Between 1989 and 2014 |  | Non-Lead |  |  |  | Single Family Residence |  |  |  | Tier 5 |  |  | Non-Lead | No Tier
1173090000004 | 6 | Martin Ct | Houston | 77055 |  | 29.78725 | -95.51925 | Non-Lead | Don't Know | Unknown |  | Non-Lead | Between 1989 and 2014 |  | Non-Lead |  |  |  | Single Family Residence |  |  |  | Tier 5 |  |  | Non-Lead | No Tier
1224750010003 | 8610 | Westview Dr | Houston | 77055 |  | 29.79421 | -95.50129 | Lead | Don't Know | Unknown |  | Non-Lead | Between 1989 and 2014 |  | Lead |  |  |  | Single Family Residence |  |  |  | Tier 1 |  |  | Lead | No Tier
0822740000113 | 8806 | Burkhart Rd | Houston | 77055 |  | 29.78981 | -95.50414 | Non-Lead | Don't Know | Unknown |  | Unknown - Material Unknown | Before 1989 |  | Unknown |  |  |  | Single Family Residence |  |  |  | Tier 5 |  |  | Unknown | No Tier
1145170010013 | 9109 | Hilldale St. | Houston | 77055 |  | 29.78803 | -95.51626 | Lead | Don't Know | Unknown |  | Unknown - Material Unknown | Before 1989 |  | Lead |  |  |  | Single Family Residence |  |  |  | Tier 1 |  |  | Lead | No Tier
0805540000278 | 1318 | Pech Rd | Houston | 77055 |  | 29.79262 | -95.49522 | Non-Lead | Don't Know | Unknown |  | Non-Lead - Other | After 2014 | Resident updated plumbing to PEX in 2021 | Non-Lead |  |  |  | Single Family Residence |  |  |  | Tier 5 |  |  | Non-Lead | No Tier
1151700000008 | 8855 | Merlin Ct | Houston | 77055 |  | 29.79315 | -95.50772 | Lead | Don't Know | Unknown |  | Unknown - Material Unknown | Before 1989 |  | Lead |  |  |  | Single Family Residence |  |  |  | Tier 1 |  |  | Lead | No Tier
1151700000001 | 8825 | Westview Dr | Houston | 77055 |  | 29.79393 | -95.50757 | Non-Lead | Don't Know | Unknown |  | Non-Lead | Between 1989 and 2014 |  | Non-Lead |  |  |  | Single Family Residence |  |  |  | Tier 5 |  |  | Non-Lead | No Tier
1100270000006 | 8448 | Winningham Ln | Houston | 77055 |  | 29.78846 | -95.49903 | Non-Lead - Other | Don't Know | After 2014 | Replaced in April 2025 CIP project | Unknown - Material Unknown | Before 1989 |  | Unknown |  |  |  | Single Family Residence |  |  |  | Tier 1 |  |  | Unknown | No Tier
1100290000012 | 8313 | Winningham Ln | Houston | 77055 |  | 29.78808 | -95.49255 | Non-Lead - Other | Yes | After 2014 | Replaced November 2024 as a part of CIP project | Unknown - Material Unknown | Before 1989 |  | Unknown |  |  |  | Single Family Residence |  |  |  | Tier 1 |  |  | Unknown | No Tier
0800630000044 | 8814 | Cedarbrake Dr | Houston | 77055 |  | 29.79145 | -95.50476 | Non-Lead | Don't Know | Unknown |  | Non-Lead | Between 1989 and 2014 |  | Non-Lead |  |  |  | Single Family Residence |  |  |  | Tier 5 |  |  | Non-Lead | No Tier
0761470040038 | 9014 | Randy Dr | Houston | 77055 |  | 29.79036 | -95.51188 | Non-Lead | Don't Know | Unknown |  | Non-Lead | Between 1989 and 2014 |  | Non-Lead |  |  |  | Single Family Residence |  |  |  | Tier 5 |  |  | Non-Lead | No Tier
0440340020400 | 1045 | Bingle Rd | Houston | 77055 |  | 29.78581 | -95.50109 | Non-Lead | Don't Know | Unknown |  | Unknown - Material Unknown | Before 1989 |  | Unknown |  |  |  | Single Family Residence |  |  |  | Tier 5 |  |  | Unknown | No Tier
1172840010004 | 7 | Pecan Trail Ln | Houston | 77055 |  | 29.7861 | -95.51508 | Non-Lead | Don't Know | Unknown |  | Non-Lead | Between 1989 and 2014 |  | Non-Lead |  |  |  | Single Family Residence |  |  |  | Tier 5 |  |  | Non-Lead | No Tier
1052310010002 | 8810 | Echo Valley Dr | Houston | 77055 |  | 29.78588 | -95.50724 | Non-Lead | Don't Know | Unknown |  | Non-Lead | Between 1989 and 2014 |  | Non-Lead |  |  |  | Single Family Residence |  |  |  | Tier 5 |  |  | Non-Lead | No Tier
1289170010001 | 42 | Windsor Ct | Houston | 77055 |  | 29.79331 | -95.51369 | Non-Lead | Don't Know | Unknown |  | Non-Lead | Between 1989 and 2014 |  | Non-Lead |  |  |  | Single Family Residence |  |  |  | Tier 5 |  |  | Non-Lead | No Tier
1160470010025 | 6 | Woodsborough Cir | Houston | 77055 |  | 29.78789 | -95.49845 | Non-Lead | Don't Know | Unknown |  | Non-Lead | Before 1989 |  | Non-Lead |  |  |  | Single Family Residence |  |  |  | Tier 5 |  |  | Non-Lead | No Tier
0822740000106 | 8821 | Cedarspur Dr | Houston | 77055 |  | 29.79013 | -95.50503 | Non-Lead | Don't Know | Unknown |  | Non-Lead | After 2014 |  | Non-Lead |  |  |  | Single Family Residence |  |  |  | Tier 5 |  |  | Non-Lead | No Tier
1235420010001 | 8300 | Katy Freeway | Spring Valley Village | 77024 |  | 29.784703542958468 | -95.48964709547602 | Non-Lead | Don't Know | Unknown |  | Non-Lead | Between 1989 and 2014 |  | Non-Lead |  |  |  | Other |  |  |  | Tier 5 |  |  | Non-Lead | No Tier
1070080000013 | 8853 | Larston St | Houston | 77055 |  | 29.79152 | -95.50778 | Non-Lead | Don't Know | Unknown |  | Unknown - Material Unknown | Before 1989 |  | Unknown |  |  |  | Single Family Residence |  |  |  | Tier 5 |  |  | Unknown | No Tier
0805540000291 | 8337 | Leafy Ln | Houston | 77055 |  | 29.79274 | -95.49469 | Non-Lead | Don't Know | Unknown |  | Unknown - Material Unknown | Before 1989 |  | Unknown |  |  |  | Single Family Residence |  |  |  | Tier 5 |  |  | Unknown | No Tier
1100330000025 | 1109 | Krist Dr | Houston | 77055 |  | 29.78904 | -95.49221 | Non-Lead - Other | Yes | After 2014 | Replaced in November as part of Capital Improvement Project | Unknown - Material Unknown | Before 1989 |  | Unknown |  |  |  | Single Family Residence |  |  |  | Tier 1 |  |  | Unknown | No Tier
0830800000015 | 8926 | Croes Dr | Houston | 77055 |  | 29.79035 | -95.50932 | Non-Lead | Don't Know | Unknown |  | Non-Lead | After 2014 |  | Non-Lead |  |  |  | Single Family Residence |  |  |  | Tier 5 |  |  | Non-Lead | No Tier
1160150010003 | 8436 | Burkhart Dr | Houston | 77055 |  | 29.79 | -95.49853 | Non-Lead - Other | Don't Know | After 2014 | (CIP 2025) Service Line Replacement | Non-Lead | Between 1989 and 2014 |  | Non-Lead |  |  |  | Single Family Residence |  |  |  | Tier 1 |  |  | Non-Lead | No Tier
1289170020012 | 39 | Windsor Ct | Houston | 77055 |  | 29.79361 | -95.51309 | Non-Lead | Don't Know | Unknown |  | Non-Lead | Between 1989 and 2014 |  | Non-Lead |  |  |  | Single Family Residence |  |  |  | Tier 5 |  |  | Non-Lead | No Tier
0810370000084 | 1410 | Cedarbrook Dr | Houston | 77055 |  | 29.79471 | -95.50502 | Non-Lead | Don't Know | Unknown |  | Unknown - Material Unknown | Before 1989 |  | Unknown |  |  |  | Single Family Residence |  |  |  | Tier 5 |  |  | Unknown | No Tier
0822750000128 | 8825 | Burkhart Rd | Houston | 77055 |  | 29.78927 | -95.5057 | Non-Lead | Don't Know | Unknown |  | Unknown - Material Unknown | Before 1989 |  | Unknown |  |  |  | Single Family Residence |  |  |  | Tier 5 |  |  | Unknown | No Tier
0805590000354 | 8321 | Cedarbrake Dr | Houston | 77055 |  | 29.79079 | -95.49431 | Non-Lead | Don't Know | Unknown |  | Non-Lead | Between 1989 and 2014 |  | Non-Lead |  |  |  | Single Family Residence |  |  |  | Tier 5 |  |  | Non-Lead | No Tier
0810620000001 | 1127 | Green Valley Dr | Houston | 77055 |  | 29.78843 | -95.50477 | Non-Lead | Don't Know | Unknown |  | Non-Lead | After 2014 |  | Non-Lead |  |  |  | Single Family Residence |  |  |  | Tier 5 |  |  | Non-Lead | No Tier
0943260000008 | 8719 | Green Valley Dr | Houston | 77055 |  | 29.78714 | -95.50312 | Non-Lead | Don't Know | Unknown |  | Non-Lead | After 2014 |  | Non-Lead |  |  |  | Single Family Residence |  |  |  | Tier 5 |  |  | Non-Lead | No Tier
1373740010001 | 8407 | Burkhart Rd | Houston | 77055 |  | 29.78902 | -95.49684 | Non-Lead - Other | Don't Know | After 2014 | (CIP 2025) Service Line Replacement | Non-Lead | After 2014 |  | Non-Lead |  |  |  | Single Family Residence |  |  |  | Tier 1 |  |  | Non-Lead | No Tier
0761470010005 | 9022 | Elizabeth Rd | Houston | 77055 |  | 29.79121 | -95.51251 | Non-Lead | Don't Know | Unknown |  | Unknown - Material Unknown | Before 1989 |  | Unknown |  |  |  | Single Family Residence |  |  |  | Tier 5 |  |  | Unknown | No Tier
1100330000001 | 8333 | Cedarspur Dr | Houston | 77055 |  | 29.78989 | -95.49476 | Non-Lead - Other | Yes | After 2014 | October 2024 replaced as part of CIP project | Unknown - Material Unknown | Before 1989 |  | Unknown |  |  |  | Single Family Residence |  |  |  | Tier 1 |  |  | Unknown | No Tier
0805580000340 | 1311 | Krist Dr | Houston | 77055 |  | 29.79178 | -95.49326 | Non-Lead | Don't Know | Unknown |  | Unknown - Material Unknown | Before 1989 |  | Unknown |  |  |  | Single Family Residence |  |  |  | Tier 5 |  |  | Unknown | No Tier
1000390000002 | 9019 | Lupton Ct | Houston | 77055 |  | 29.79249 | -95.51342 | Non-Lead | Don't Know | Unknown |  | Non-Lead | After 2014 |  | Non-Lead |  |  |  | Single Family Residence |  |  |  | Tier 5 |  |  | Non-Lead | No Tier
440340020474 | 1028 | Campbell Rd | Houston | 77055 |  | 36.40307094021691 | -84.93497138995296 | Lead | Don't Know | Unknown |  | Unknown - Material Unknown | Unknown |  | Lead |  |  |  | Building | [6 empty] | Lead | No Tier
1154420000003 | 8821 | Echo Valley Dr | Houston | 77055 |  | 29.78538 | -95.50752 | Non-Lead | Don't Know | Unknown |  | Unknown - Material Unknown | Before 1989 |  | Unknown |  |  |  | Single Family Residence |  |  |  | Tier 5 |  |  | Unknown | No Tier
1252130010001 | 8614 | Lanell Ln | Houston | 77055 |  | 29.79614 | -95.50106 | Non-Lead | Don't Know | Unknown |  | Non-Lead | Between 1989 and 2014 |  | Non-Lead |  |  |  | Single Family Residence |  |  |  | Tier 5 |  |  | Non-Lead | No Tier
0975250000018 | 8627 | Cedarbrake Dr | Houston | 77055 |  | 29.79096 | -95.50206 | Lead | Don't Know | Unknown |  | Non-Lead | After 2014 |  | Lead |  |  |  | Single Family Residence |  |  |  | Tier 1 |  |  | Lead | No Tier
0822750000126 | 1201 | Ben Hur Dr | Houston | 77055 |  | 29.78963 | -95.50618 | Non-Lead | Don't Know | Unknown |  | Non-Lead | After 2014 |  | Non-Lead |  |  |  | Single Family Residence |  |  |  | Tier 5 |  |  | Non-Lead | No Tier
1382410010001 | 1315 | Caudle Dr | Houston | 77055 |  | 29.79379 | -95.50503 | Non-Lead | Don't Know | Unknown |  | Non-Lead | After 2014 |  | Non-Lead |  |  |  | Single Family Residence |  |  |  | Tier 5 |  |  | Non-Lead | No Tier
0822750000122 | 1217 | Ben Hur Dr | Houston | 77055 |  | 29.7907 | -95.5062 | Non-Lead | Don't Know | Unknown |  | Unknown - Material Unknown | Before 1989 |  | Unknown |  |  |  | Single Family Residence |  |  |  | Tier 5 |  |  | Unknown | No Tier
0761470010007 | 9014 | Elizabeth Rd | Houston | 77055 |  | 29.79122 | -95.51188 | Non-Lead | Don't Know | Unknown |  | Unknown - Material Unknown | Before 1989 |  | Unknown |  |  |  | Single Family Residence |  |  |  | Tier 5 |  |  | Unknown | No Tier
0440340020168 | 1430 | Bingle Rd | Houston | 77055 |  | 29.795 | -95.49968 | Non-Lead | Don't Know | Unknown |  | Non-Lead | After 2014 |  | Non-Lead |  |  |  | Single Family Residence |  |  |  | Tier 5 |  |  | Non-Lead | No Tier
0731590000001 | 1015 | Bade Street | Spring Valley Village | 77055 |  | 29.78566388710378 | -95.51867841326772 | Lead | Don't Know | Unknown |  | Unknown - Material Unknown | Before 1989 |  | Lead |  |  |  | Building | [6 empty] | Lead | No Tier
0772490040003 | 1114 | Loeser Dr | Houston | 77055 |  | 29.78768 | -95.51138 | Non-Lead | Don't Know | Unknown |  | Non-Lead | Between 1989 and 2014 |  | Non-Lead |  |  |  | Single Family Residence |  |  |  | Tier 5 |  |  | Non-Lead | No Tier
1168960010005 | 8513 | Burkhart Rd | Houston | 77055 |  | 29.78902 | -95.49925 | Non-Lead | Don't Know | Unknown | (CIP 2024) Service Line Replacement | Non-Lead | After 2014 |  | Non-Lead |  |  |  | Single Family Residence |  |  |  | Tier 1 |  |  | Lead | No Tier
1144080000006 | 9204 | Cardwell Dr | Houston | 77055 |  | 29.78688 | -95.51863 | Non-Lead | Don't Know | Unknown |  | Unknown - Material Unknown | Before 1989 |  | Unknown |  |  |  | Single Family Residence |  |  |  | Tier 5 |  |  | Unknown | No Tier
1151700000006 | 8847 | Merlin Ct | Houston | 77055 |  | 29.79341 | -95.50759 | Lead | Don't Know | Unknown |  | Unknown - Material Unknown | Before 1989 |  | Lead |  |  |  | Single Family Residence |  |  |  | Tier 1 |  |  | Lead | No Tier
0440340020355 | 1346 | Campbell Road | Spring Valley Village | 77055 |  | 29.794025050195728 | -95.51361707216262 | Non-Lead | Don't Know | Unknown |  | Unknown - Material Unknown | Before 1989 |  | Unknown |  |  |  | Building |  |  |  | Tier 5 |  |  | Unknown | No Tier
0791300110195 | 1324 | Neeley Dr | Houston | 77055 |  | 29.79299 | -95.49914 | Non-Lead | Don't Know | Unknown |  | Non-Lead | Between 1989 and 2014 |  | Non-Lead |  |  |  | Single Family Residence |  |  |  | Tier 5 |  |  | Non-Lead | No Tier
0805560000310 | 10 | Pom Ct | Houston | 77055 |  | 29.79148 | -95.49675 | Non-Lead | Don't Know | Unknown |  | Unknown - Material Unknown | Before 1989 |  | Unknown |  |  |  | Single Family Residence |  |  |  | Tier 5 |  |  | Unknown | No Tier
0772490030013 | 1109 | Loeser Dr | Houston | 77055 |  | 29.78733 | -95.51194 | Non-Lead | Don't Know | Unknown |  | Unknown - Material Unknown | Before 1989 |  | Unknown |  |  |  | Single Family Residence |  |  |  | Tier 5 |  |  | Unknown | No Tier
0830790000003 | 8909 | Croes Dr | Houston | 77055 |  | 29.78928 | -95.50895 | Non-Lead | Don't Know | Unknown |  | Non-Lead | Between 1989 and 2014 |  | Non-Lead |  |  |  | Single Family Residence |  |  |  | Tier 5 |  |  | Non-Lead | No Tier
0975250000016 | 8635 | Cedarbrake Dr | Houston | 77055 |  | 29.79096 | -95.50251 | Lead | Don't Know | Unknown |  | Unknown - Material Unknown | Before 1989 |  | Lead |  |  |  | Single Family Residence |  |  |  | Tier 1 |  |  | Lead | No Tier
1169110000004 | 30 | Inverness Park Way | Houston | 77055 |  | 29.79374 | -95.5093 | Non-Lead | Don't Know | Unknown |  | Non-Lead | Between 1989 and 2014 |  | Non-Lead |  |  |  | Single Family Residence |  |  |  | Tier 5 |  |  | Non-Lead | No Tier
1373380000003 | 8872 | Butcher Ct | Houston | 77055 |  | 29.79389 | -95.50897 | Non-Lead | Don't Know | Unknown |  | Non-Lead | After 2014 |  | Non-Lead |  |  |  | Single Family Residence |  |  |  | Tier 5 |  |  | Non-Lead | No Tier
0830800000018 | 8914 | Croes Dr | Houston | 77055 |  | 29.78981 | -95.50928 | Non-Lead | Don't Know | Unknown |  | Unknown - Material Unknown | Before 1989 |  | Unknown |  |  |  | Single Family Residence |  |  |  | Tier 5 |  |  | Unknown | No Tier
0803040000014 | 8902 | Bace Dr | Houston | 77055 |  | 29.78844 | -95.50844 | Non-Lead | Don't Know | Unknown |  | Non-Lead | After 2014 |  | Non-Lead |  |  |  | Single Family Residence |  |  |  | Tier 5 |  |  | Non-Lead | No Tier
1100330000024 | 8301 | Burkhart Ct | Houston | 77055 |  | 29.78899 | -95.49251 | Non-Lead - Other | Yes | After 2014 | Replaced in November as part of Capital Improvement Project | Unknown - Material Unknown | Before 1989 |  | Unknown |  |  |  | Single Family Residence |  |  |  | Tier 1 |  |  | Unknown | No Tier
1289170020007 | 19 | Windsor Ct | Houston | 77055 |  | 29.79381 | -95.51292 | Non-Lead | Don't Know | Unknown |  | Non-Lead | Between 1989 and 2014 |  | Non-Lead |  |  |  | Single Family Residence |  |  |  | Tier 5 |  |  | Non-Lead | No Tier
440340020315 | 1020 | Campbell Rd | Houston | 77055 |  | 33.96707004867925 | -85.18387241326627 | Lead | Don't Know | Unknown |  | Unknown - Material Unknown | Unknown |  | Lead |  |  |  | Building | [6 empty] | Lead | No Tier
1090320000004 | 4 | Wild Oak Cir | Houston | 77055 |  | 29.78686 | -95.50986 | Lead | Don't Know | Unknown |  | Unknown - Material Unknown | Before 1989 |  | Lead |  |  |  | Single Family Residence |  |  |  | Tier 1 |  |  | Lead | No Tier
1100280000008 | 8417 | Winningham Ln | Houston | 77055 |  | 29.78832 | -95.49651 | Non-Lead - Other | Don't Know | After 2014 | Replaced in April 2025 CIP project | Unknown - Material Unknown | Before 1989 |  | Unknown |  |  |  | Single Family Residence |  |  |  | Tier 1 |  |  | Unknown | No Tier
1289170010006 | 22 | Windsor Ct | Houston | 77055 |  | 29.79336 | -95.51248 | Non-Lead | Don't Know | Unknown |  | Non-Lead | Between 1989 and 2014 |  | Non-Lead |  |  |  | Single Family Residence |  |  |  | Tier 5 |  |  | Non-Lead | No Tier
0805560000308 | 8420 | Cedarbrake Dr | Houston | 77055 |  | 29.79112 | -95.49694 | Non-Lead | Don't Know | Unknown |  | Unknown - Material Unknown | Before 1989 |  | Unknown |  |  |  | Single Family Residence |  |  |  | Tier 5 |  |  | Unknown | No Tier
1100330000018 | 8316 | Burkhart Ct | Houston | 77055 |  | 29.78946 | -95.49366 | Non-Lead - Other | Yes | After 2014 | Replaced in November 2024 as part of CIP project | Unknown - Material Unknown | Before 1989 |  | Unknown |  |  |  | Single Family Residence |  |  |  | Tier 1 |  |  | Unknown | No Tier
0805580000339 | 8305 | Merlin Dr | Houston | 77055 |  | 29.79172 | -95.49356 | Non-Lead | Don't Know | Unknown |  | Unknown - Material Unknown | Before 1989 |  | Unknown |  |  |  | Single Family Residence |  |  |  | Tier 5 |  |  | Unknown | No Tier
0810600000001 | 8802 | Winningham Ln | Houston | 77055 |  | 29.78893 | -95.5039 | Non-Lead | Don't Know | Unknown |  | Non-Lead - Plastic | After 2014 | Resident replaced plumbing in 2022 | Non-Lead |  |  |  | Single Family Residence |  |  |  | Tier 5 |  |  | Non-Lead | No Tier
1100290000001 | 8353 | Winningham Ln | Houston | 77055 |  | 29.78814 | -95.49505 | Non-Lead - Other | Don't Know | Unknown | (CIP 2024) Service Line Replacement | Unknown - Material Unknown | Before 1989 |  | Unknown |  |  |  | Single Family Residence |  |  |  | Tier 1 |  |  | Lead | No Tier
1000390000010 | 1323 | Beutel Dr | Houston | 77055 |  | 29.79316 | -95.51199 | Lead | Don't Know | Unknown |  | Unknown - Material Unknown | Before 1989 |  | Lead |  |  |  | Single Family Residence |  |  |  | Tier 1 |  |  | Lead | No Tier
1157530000003 | 8501 | Burkhart Rd | Houston | 77055 |  | 29.78902 | -95.49886 | Non-Lead - Other | Don't Know | Unknown | (CIP 2025) Service Line Replacement | Non-Lead | Between 1989 and 2014 |  | Non-Lead |  |  |  | Single Family Residence |  |  |  | Tier 1 |  |  | Non-Lead | No Tier
0772490010008 | 9018 | Bace Dr | Houston | 77055 |  | 29.78871 | -95.51161 | Non-Lead | Don't Know | Unknown |  | Non-Lead | Between 1989 and 2014 |  | Non-Lead |  |  |  | Single Family Residence |  |  |  | Tier 5 |  |  | Non-Lead | No Tier
1224750010001 | 8618 | Westview Dr | Houston | 77055 |  | 29.79421 | -95.5018 | Lead | Don't Know | Unknown |  | Non-Lead | Between 1989 and 2014 |  | Lead |  |  |  | Single Family Residence |  |  |  | Tier 1 |  |  | Lead | No Tier
0805530000274 | 8306 | Leafy Ln | Houston | 77055 |  | 29.79259 | -95.49284 | Non-Lead | Don't Know | Unknown |  | Unknown - Material Unknown | Before 1989 |  | Unknown |  |  |  | Single Family Residence |  |  |  | Tier 5 |  |  | Unknown | No Tier
0805500000241 | 1315 | Pech Rd | Houston | 77055 |  | 29.79232 | -95.49575 | Non-Lead | Don't Know | Unknown |  | Unknown - Material Unknown | Before 1989 |  | Unknown |  |  |  | Single Family Residence |  |  |  | Tier 5 |  |  | Unknown | No Tier
0912340000006 | 8709 | Burkhart Rd | Houston | 77055 |  | 29.78903 | -95.50223 | Non-Lead | Don't Know | Unknown |  | Unknown - Material Unknown | Before 1989 |  | Unknown |  |  |  | Single Family Residence |  |  |  | Tier 5 |  |  | Unknown | No Tier
0440340020071 | 8510 | Burkhart Rd | Houston | 77055 |  | 29.78999 | -95.4992 | Non-Lead | Don't Know | Unknown | (CIP 2024) Service Line Replacement | Non-Lead | Between 1989 and 2014 |  | Non-Lead |  |  |  | Single Family Residence |  |  |  | Tier 1 |  |  | Lead | No Tier
0833260000014 | 9009 | Larston St | Houston | 77055 |  | 29.79157 | -95.5114 | Non-Lead | Don't Know | Unknown |  | Non-Lead | Between 1989 and 2014 |  | Non-Lead |  |  |  | Single Family Residence |  |  |  | Tier 5 |  |  | Non-Lead | No Tier
1154420000002 | 8825 | Echo Valley Dr | Houston | 77055 |  | 29.78537 | -95.50774 | Non-Lead | Don't Know | Unknown |  | Unknown - Material Unknown | Before 1989 |  | Unknown |  |  |  | Single Family Residence |  |  |  | Tier 5 |  |  | Unknown | No Tier
0805500000236 | 10 | Tal Ct | Houston | 77055 |  | 29.7927 | -95.49678 | Non-Lead | Don't Know | Unknown |  | Unknown - Material Unknown | Before 1989 |  | Unknown |  |  |  | Single Family Residence |  |  |  | Tier 5 |  |  | Unknown | No Tier
0440340020028 | 8560 | Katy Freeway | Spring Valley Village | 77024 |  | 29.78629946900915 | -95.49641376602763 | Non-Lead | Don't Know | Unknown |  | Unknown - Material Unknown | Before 1989 |  | Unknown |  |  |  | Building |  |  |  | Tier 5 |  |  | Unknown | No Tier
0975250000003 | 8610 | Cedarbrake Dr | Houston | 77055 |  | 29.7915 | -95.50118 | Lead | Don't Know | Unknown |  | Non-Lead | Between 1989 and 2014 |  | Lead |  |  |  | Single Family Residence |  |  |  | Tier 1 |  |  | Lead | No Tier
0731590000022 | 9222 | Hilldale St. | Houston | 77055 |  | 29.78842 | -95.51989 | Non-Lead | Don't Know | Unknown |  | Non-Lead | Between 1989 and 2014 |  | Non-Lead |  |  |  | Single Family Residence |  |  |  | Tier 5 |  |  | Non-Lead | No Tier
0925950000015 | 1122 | Ben Hur Dr | Houston | 77055 |  | 29.78822 | -95.50594 | Non-Lead | Don't Know | Unknown |  | Unknown - Material Unknown | Before 1989 |  | Unknown |  |  |  | Single Family Residence |  |  |  | Tier 5 |  |  | Unknown | No Tier
1289170010003 | 34 | Windsor Ct | Houston | 77055 |  | 29.79333 | -95.51319 | Non-Lead | Don't Know | Unknown |  | Non-Lead | Between 1989 and 2014 |  | Non-Lead |  |  |  | Single Family Residence |  |  |  | Tier 5 |  |  | Non-Lead | No Tier
1391760010001 | 8905 | Cardwell Dr | Houston | 77055 |  | 29.7875 | -95.50853 | Non-Lead | Don't Know | Unknown |  | Non-Lead | After 2014 |  | Non-Lead |  |  |  | Single Family Residence |  |  |  | Tier 5 |  |  | Non-Lead | No Tier
1100330000011 | 1209 | Krist Dr | Houston | 77055 |  | 29.78979 | -95.49252 | Non-Lead - Other | Yes | After 2014 | Line replaced in October 2024 as part of Capital Improvement Plan | Unknown - Material Unknown | Before 1989 |  | Unknown |  |  |  | Single Family Residence |  |  |  | Tier 1 |  |  | Unknown | No Tier
0810640000004 | 8727 | Cavell Ln | Houston | 77055 |  | 29.78569 | -95.50398 | Non-Lead | Don't Know | Unknown |  | Unknown - Material Unknown | Before 1989 |  | Unknown |  |  |  | Single Family Residence |  |  |  | Tier 5 |  |  | Unknown | No Tier
1259850010060 | 96 | S Creekside Ct | Houston | 77055 |  | 29.78728 | -95.49212 | Non-Lead | Don't Know | Unknown |  | Non-Lead | Between 1989 and 2014 |  | Non-Lead |  |  |  | Single Family Residence |  |  |  | Tier 5 |  |  | Non-Lead | No Tier
0975250000006 | 8622 | Cedarbrake Dr | Houston | 77055 |  | 29.7915 | -95.50185 | Lead | Don't Know | Unknown |  | Unknown - Material Unknown | Before 1989 |  | Lead |  |  |  | Single Family Residence |  |  |  | Tier 1 |  |  | Lead | No Tier
1373380000001 | 8864 | Butcher Ct | Houston | 77055 |  | 29.794 | -95.5085 | Non-Lead | Don't Know | Unknown |  | Non-Lead | After 2014 |  | Non-Lead |  |  |  | Single Family Residence |  |  |  | Tier 5 |  |  | Non-Lead | No Tier
0800600000026 | 8825 | Merlin Dr | Houston | 77055 |  | 29.79285 | -95.50542 | Non-Lead | Don't Know | Unknown |  | Unknown - Material Unknown | Before 1989 |  | Unknown |  |  |  | Single Family Residence |  |  |  | Tier 5 |  |  | Unknown | No Tier
0805530000275 | 8302 | Leafy Ln | Houston | 77055 |  | 29.79241 | -95.4927 | Non-Lead | Don't Know | Unknown |  | Non-Lead | Between 1989 and 2014 |  | Non-Lead |  |  |  | Single Family Residence |  |  |  | Tier 5 |  |  | Non-Lead | No Tier
0803050000021 | 8925 | Bace Dr | Houston | 77055 |  | 29.78802 | -95.50998 | Non-Lead | Don't Know | Unknown |  | Non-Lead | After 2014 |  | Non-Lead |  |  |  | Single Family Residence |  |  |  | Tier 5 |  |  | Non-Lead | No Tier
1171690000013 | 20 | Village Oaks Ln | Houston | 77055 |  | 29.78912 | -95.51148 | Non-Lead | Don't Know | Unknown |  | Non-Lead | Between 1989 and 2014 |  | Non-Lead |  |  |  | Single Family Residence |  |  |  | Tier 5 |  |  | Non-Lead | No Tier
1160470010004 | 24 | Woodsborough Cir | Houston | 77055 |  | 29.78659 | -95.49944 | Non-Lead | Don't Know | Unknown |  | Non-Lead | Between 1989 and 2014 |  | Non-Lead |  |  |  | Single Family Residence |  |  |  | Tier 5 |  |  | Non-Lead | No Tier
0822750000131 | 8813 | Burkhart Rd | Houston | 77055 |  | 29.78928 | -95.50481 | Non-Lead | Don't Know | Unknown |  | Non-Lead | Between 1989 and 2014 |  | Non-Lead |  |  |  | Single Family Residence |  |  |  | Tier 5 |  |  | Non-Lead | No Tier
0925950000003 | 8830 | Winningham Ln | Houston | 77055 |  | 29.7889 | -95.50561 | Non-Lead | Don't Know | Unknown |  | Non-Lead | Between 1989 and 2014 |  | Non-Lead |  |  |  | Single Family Residence |  |  |  | Tier 5 |  |  | Non-Lead | No Tier
1289170030006 | 22 | Windsor Pl | Houston | 77055 |  | 29.7941 | -95.51316 | Non-Lead | Don't Know | Unknown |  | Non-Lead | Between 1989 and 2014 |  | Non-Lead |  |  |  | Single Family Residence |  |  |  | Tier 5 |  |  | Non-Lead | No Tier
1099060000014 | 9139 | Penn Manor Ct | Houston | 77055 |  | 29.7859 | -95.51643 | Lead | Don't Know | Unknown |  | Unknown - Material Unknown | Before 1989 |  | Lead |  |  |  | Single Family Residence |  |  |  | Tier 1 |  |  | Lead | No Tier
1100330000034 | 8324 | Winningham Ln | Houston | 77055 |  | 29.78858 | -95.494 | Non-Lead - Other | Yes | After 2014 | Replaced November 2024 as part of CIP project | Unknown - Material Unknown | Before 1989 |  | Unknown |  |  |  | Single Family Residence |  |  |  | Tier 1 |  |  | Unknown | No Tier
1160470010008 | 21 | Woodsborough Cir | Houston | 77055 |  | 29.78702 | -95.49976 | Non-Lead | Don't Know | Unknown |  | Non-Lead | Between 1989 and 2014 |  | Non-Lead |  |  |  | Single Family Residence |  |  |  | Tier 5 |  |  | Non-Lead | No Tier
0975250000024 | 8601 | Cedarbrake Dr | Houston | 77055 |  | 29.79096 | -95.50071 | Lead | Don't Know | Unknown |  | Unknown - Material Unknown | Before 1989 |  | Lead |  |  |  | Single Family Residence |  |  |  | Tier 1 |  |  | Lead | No Tier
0805530000263 | 8350 | Leafy Ln | Houston | 77055 |  | 29.79345 | -95.49527 | Non-Lead | Don't Know | Unknown |  | Unknown - Material Unknown | Before 1989 |  | Unknown |  |  |  | Single Family Residence |  |  |  | Tier 5 |  |  | Unknown | No Tier
0805500000234 | 8420 | Merlin Dr | Houston | 77055 |  | 29.79233 | -95.49696 | Non-Lead | Don't Know | Unknown |  | Non-Lead | After 2014 |  | Non-Lead |  |  |  | Single Family Residence |  |  |  | Tier 5 |  |  | Non-Lead | No Tier
1061070000008 | 1309 | Spring Oaks Cir | Houston | 77055 |  | 29.79346 | -95.5072 | Lead | Don't Know | Unknown |  | Unknown - Material Unknown | Before 1989 |  | Lead |  |  |  | Single Family Residence |  |  |  | Tier 1 |  |  | Lead | No Tier
1172840010003 | 5 | Pecan Trail Ln | Houston | 77055 |  | 29.7861 | -95.51474 | Non-Lead | Don't Know | Unknown |  | Non-Lead | Between 1989 and 2014 |  | Non-Lead |  |  |  | Single Family Residence |  |  |  | Tier 5 |  |  | Non-Lead | No Tier
0805540000296 | 8320 | Merlin Dr | Houston | 77055 |  | 29.79229 | -95.49456 | Non-Lead | Don't Know | Unknown |  | Non-Lead | Between 1989 and 2014 |  | Non-Lead |  |  |  | Single Family Residence |  |  |  | Tier 5 |  |  | Non-Lead | No Tier
1259850010065 | 102 | S Creekside Ct | Houston | 77055 |  | 29.78728 | -95.49164 | Non-Lead | Don't Know | Unknown |  | Non-Lead | Between 1989 and 2014 |  | Non-Lead |  |  |  | Single Family Residence |  |  |  | Tier 5 |  |  | Non-Lead | No Tier
1099060000029 | 9159 | Cardwell Dr | Houston | 77055 |  | 29.787 | -95.51721 | Lead | Don't Know | Unknown |  | Non-Lead | After 2014 |  | Lead |  |  |  | Single Family Residence |  |  |  | Tier 1 |  |  | Lead | No Tier
0805600000362 | 1304 | Krist Dr | Houston | 77055 |  | 29.79153 | -95.49245 | Non-Lead | Don't Know | Unknown |  | Unknown - Material Unknown | Before 1989 |  | Unknown |  |  |  | Single Family Residence |  |  |  | Tier 5 |  |  | Unknown | No Tier
1259850010032 | 68 | S Creekside Ct | Houston | 77055 |  | 29.78727 | -95.49454 | Non-Lead | Don't Know | Unknown |  | Non-Lead | Between 1989 and 2014 |  | Non-Lead |  |  |  | Single Family Residence |  |  |  | Tier 5 |  |  | Non-Lead | No Tier
1259850010022 | 52 | N Creekside Ct | Houston | 77055 |  | 29.7876 | -95.4913 | Non-Lead | Don't Know | Unknown |  | Non-Lead | Between 1989 and 2014 |  | Non-Lead |  |  |  | Single Family Residence |  |  |  | Tier 5 |  |  | Non-Lead | No Tier
0810370000087 | 1418 | Cedarbrook Dr | Houston | 77055 |  | 29.79517 | -95.50541 | Non-Lead | Don't Know | Unknown |  | Unknown - Material Unknown | Before 1989 |  | Unknown |  |  |  | Single Family Residence |  |  |  | Tier 5 |  |  | Unknown | No Tier
1100290000013 | 8309 | Winningham Ln | Houston | 77055 |  | 29.78808 | -95.49231 | Non-Lead - Other | Yes | After 2014 | Replaced November 2024 as a part of CIP project | Unknown - Material Unknown | Before 1989 |  | Unknown |  |  |  | Single Family Residence |  |  |  | Tier 1 |  |  | Unknown | No Tier
0772490040004 | 1110 | Loeser Dr | Houston | 77055 |  | 29.7874 | -95.51133 | Non-Lead | Don't Know | Unknown |  | Non-Lead | Between 1989 and 2014 |  | Non-Lead |  |  |  | Single Family Residence |  |  |  | Tier 5 |  |  | Non-Lead | No Tier
1000390000016 | 9022 | Lupton Ct | Houston | 77055 |  | 29.793 | -95.51367 | Non-Lead | Don't Know | Unknown |  | Non-Lead | After 2014 |  | Non-Lead |  |  |  | Single Family Residence |  |  |  | Tier 5 |  |  | Non-Lead | No Tier
1160150010004 | 8432 | Burkhart Rd | Houston | 77055 |  | 29.78981 | -95.49852 | Non-Lead - Other | Don't Know | After 2014 | (CIP 2025) Service Line Replacement | Unknown - Material Unknown | Between 1989 and 2014 |  | Unknown |  |  |  | Single Family Residence |  |  |  | Tier 1 |  |  | Unknown | No Tier
1289170030001 | 2 | Windsor Pl | Houston | 77055 |  | 29.79411 | -95.51236 | Non-Lead | Don't Know | Unknown |  | Non-Lead | Between 1989 and 2014 |  | Non-Lead |  |  |  | Single Family Residence |  |  |  | Tier 5 |  |  | Non-Lead | No Tier
1123400000002 | 1151 | Fries Rd | Houston | 77055 |  | 29.78877 | -95.50851 | Non-Lead | Don't Know | Unknown |  | Unknown - Material Unknown | Before 1989 |  | Unknown |  |  |  | Single Family Residence |  |  |  | Tier 5 |  |  | Unknown | No Tier
0800570000007 | 8621 | Lanell Ln | Houston | 77055 |  | 29.79565 | -95.50209 | Non-Lead | Don't Know | Unknown |  | Non-Lead | Between 1989 and 2014 |  | Non-Lead |  |  |  | Single Family Residence |  |  |  | Tier 5 |  |  | Non-Lead | No Tier
0800600000022 | 1247 | Caudle Dr | Houston | 77055 |  | 29.79194 | -95.50529 | Non-Lead | Don't Know | Unknown |  | Unknown - Material Unknown | Before 1989 |  | Unknown |  |  |  | Single Family Residence |  |  |  | Tier 5 |  |  | Unknown | No Tier
0772490040010 | 1019 | Traweek St | Houston | 77055 |  | 29.78644 | -95.51094 | Non-Lead | Don't Know | Unknown |  | Unknown - Material Unknown | Before 1989 |  | Unknown |  |  |  | Single Family Residence |  |  |  | Tier 5 |  |  | Unknown | No Tier
1099050000004 | 9146 | Cardwell Dr | Houston | 77055 |  | 29.78763 | -95.51669 | Lead | Don't Know | Unknown |  | Unknown - Material Unknown | Before 1989 |  | Lead |  |  |  | Single Family Residence |  |  |  | Tier 1 |  |  | Lead | No Tier
0835850000013 | 8719 | Winningham Ln | Houston | 77055 |  | 29.78809 | -95.50267 | Non-Lead | Don't Know | Unknown |  | Unknown - Material Unknown | Before 1989 |  | Unknown |  |  |  | Single Family Residence |  |  |  | Tier 5 |  |  | Unknown | No Tier
0800540000012 | 8601 | Lupton Ln | Houston | 77055 |  | 29.7926 | -95.50068 | Non-Lead | Don't Know | Unknown |  | Unknown - Material Unknown | Before 1989 |  | Unknown |  |  |  | Single Family Residence |  |  |  | Tier 5 |  |  | Unknown | No Tier
0991580000001 | 8902 | Echo Valley Dr | Houston | 77055 |  | 29.78608 | -95.50844 | Lead | Don't Know | Unknown |  | Unknown - Material Unknown | Before 1989 |  | Lead |  |  |  | Single Family Residence |  |  |  | Tier 1 |  |  | Lead | No Tier
1070080000008 | 8833 | Larston St | Houston | 77055 |  | 29.79157 | -95.50654 | Non-Lead | Don't Know | Unknown |  | Unknown - Material Unknown | Before 1989 |  | Unknown |  |  |  | Single Family Residence |  |  |  | Tier 5 |  |  | Unknown | No Tier
0791300080150 | 8420 | Lofland Dr | Houston | 77055 |  | 29.79523 | -95.49812 | Non-Lead | Don't Know | Unknown |  | Non-Lead - Other | Between 1989 and 2014 | Resident confirmed residential plumbing was replaced in the late 90&#39;s | Non-Lead |  |  |  | Single Family Residence |  |  |  | Tier 5 |  |  | Non-Lead | No Tier
0772490050005 | 1102 | Traweek St | Houston | 77055 |  | 29.78679 | -95.51033 | Non-Lead | Don't Know | Unknown |  | Non-Lead | Between 1989 and 2014 |  | Non-Lead |  |  |  | Single Family Residence |  |  |  | Tier 5 |  |  | Non-Lead | No Tier
0800630000049 | 8805 | Merlin Dr | Houston | 77055 |  | 29.79182 | -95.50433 | Non-Lead | Don't Know | Unknown |  | Unknown - Material Unknown | Before 1989 |  | Unknown |  |  |  | Single Family Residence |  |  |  | Tier 5 |  |  | Unknown | No Tier
440340020096 | 9215 | Hilldale St. | Houston | 77055 |  | 29.78769 | -95.51926 | Non-Lead | Don't Know | Unknown |  | Non-Lead | After 2014 |  | Non-Lead |  |  |  | Single Family Residence |  |  |  | Tier 5 |  |  | Non-Lead | No Tier
1112290000002 | 8857 | Cavell St | Houston | 77055 |  | 29.78617 | -95.50774 | Non-Lead | Don't Know | Unknown |  | Unknown - Material Unknown | Before 1989 |  | Unknown |  |  |  | Single Family Residence |  |  |  | Tier 5 |  |  | Unknown | No Tier
0772490010009 | 9014 | Bace Dr | Houston | 77055 |  | 29.7887 | -95.51132 | Non-Lead | Don't Know | Unknown |  | Unknown - Material Unknown | Before 1989 |  | Unknown |  |  |  | Single Family Residence |  |  |  | Tier 5 |  |  | Unknown | No Tier
0791300100168 | 8439 | Westview Dr | Houston | 77055 |  | 29.79385 | -95.49772 | Non-Lead | Don't Know | Unknown |  | Unknown - Material Unknown | Before 1989 |  | Unknown |  |  |  | Single Family Residence |  |  |  | Tier 5 |  |  | Unknown | No Tier
0810600000004 | 8814 | Winningham Ln | Houston | 77055 |  | 29.78891 | -95.50465 | Non-Lead | Don't Know | Unknown |  | Unknown - Material Unknown | Before 1989 |  | Unknown |  |  |  | Single Family Residence |  |  |  | Tier 5 |  |  | Unknown | No Tier
1289170020004 | 11 | Windsor Pl | Houston | 77055 |  | 29.79382 | -95.51261 | Non-Lead | Don't Know | Unknown |  | Non-Lead | Between 1989 and 2014 |  | Non-Lead |  |  |  | Single Family Residence |  |  |  | Tier 5 |  |  | Non-Lead | No Tier
1209480020005 | 1115 | Joshua Ln | Houston | 77055 |  | 30.00879 | -95.41159 | Non-Lead | Don't Know | Unknown |  | Non-Lead | Between 1989 and 2014 |  | Non-Lead |  |  |  | Single Family Residence |  |  |  | Tier 5 |  |  | Non-Lead | No Tier
1145170010002 | 1205 | Anne St | Houston | 77055 |  | 29.78854 | -95.51748 | Lead | Don't Know | Unknown |  | Unknown - Material Unknown | Before 1989 |  | Lead |  |  |  | Single Family Residence |  |  |  | Tier 1 |  |  | Lead | No Tier
0925950000013 | 1114 | Ben Hur Dr | Houston | 77055 |  | 29.78796 | -95.50534 | Non-Lead | Don't Know | Unknown |  | Unknown - Material Unknown | Before 1989 |  | Unknown |  |  |  | Single Family Residence |  |  |  | Tier 5 |  |  | Unknown | No Tier
1145170010006 | 9116 | Hilldale St. | Houston | 77055 |  | 29.78855 | -95.51663 | Lead | Don't Know | Unknown |  | Unknown - Material Unknown | Before 1989 |  | Lead |  |  |  | Single Family Residence |  |  |  | Tier 1 |  |  | Lead | No Tier
0833270000032 | 1337 | Mickey Way | Houston | 77055 |  | 29.79407 | -95.51076 | Non-Lead | Don't Know | Unknown |  | Unknown - Material Unknown | Before 1989 |  | Unknown |  |  |  | Single Family Residence |  |  |  | Tier 5 |  |  | Unknown | No Tier
1169110000002 | 26 | Inverness Park Way | Houston | 77055 |  | 29.79327 | -95.50933 | Non-Lead | Don't Know | Unknown |  | Non-Lead | Between 1989 and 2014 |  | Non-Lead |  |  |  | Single Family Residence |  |  |  | Tier 5 |  |  | Non-Lead | No Tier
0660530000042 | 1262 | Fries Rd | Houston | 77055 |  | 29.79099 | -95.50746 | Non-Lead | Don't Know | Unknown |  | Lead | Before 1989 |  | Lead |  |  |  | Single Family Residence |  |  |  | Tier 1 |  |  | Lead | No Tier
0430080000265 | 1021 | Campbell Road | Spring Valley Village | 77055 |  | 29.78663096073754 | -95.51490140160996 | Non-Lead | Don't Know | Unknown |  | Unknown - Material Unknown | Before 1989 |  | Unknown |  |  |  | Other |  |  |  | Tier 5 |  |  | Unknown | No Tier
0925950000002 | 8826 | Winningham Ln | Houston | 77055 |  | 29.7889 | -95.50538 | Non-Lead | Don't Know | Unknown |  | Unknown - Material Unknown | Before 1989 |  | Unknown |  |  |  | Single Family Residence |  |  |  | Tier 5 |  |  | Unknown | No Tier
1157530000007 | 8436 | Winningham Ln | Houston | 77055 |  | 29.78885 | -95.49804 | Non-Lead - Other | Don't Know | After 2014 | Replaced in April 2025 CIP project | Lead | Before 1989 |  | Lead |  |  |  | Single Family Residence |  |  |  | Tier 1 |  |  | Lead | No Tier
1100290000014 | 8305 | Winningham Ln | Houston | 77055 |  | 29.7881 | -95.49202 | Non-Lead - Other | Yes | After 2014 | Replaced November 2024 as a part of CIP project | Unknown - Material Unknown | Before 1989 |  | Unknown |  |  |  | Single Family Residence |  |  |  | Tier 1 |  |  | Unknown | No Tier
0991580000002 | 8906 | Echo Valley Dr | Houston | 77055 |  | 29.78608 | -95.5087 | Lead | Don't Know | Unknown |  | Non-Lead | After 2014 |  | Lead |  |  |  | Single Family Residence |  |  |  | Tier 1 |  |  | Lead | No Tier
0440340020310 | 9016 | Westview Drive | Spring Valley Village | 77055 |  | 29.796584631838897 | -95.51033538995274 | Non-Lead | Don't Know | Unknown |  | Unknown - Material Unknown | Unknown |  | Unknown |  |  |  | Other |  |  |  | Tier 5 |  |  | Unknown | No Tier
0833270000030 | 1329 | Mickey Way | Houston | 77055 |  | 29.79356 | -95.51076 | Non-Lead | Don't Know | Unknown |  | Unknown - Material Unknown | Before 1989 |  | Unknown |  |  |  | Single Family Residence |  |  |  | Tier 5 |  |  | Unknown | No Tier
1100330000020 | 8317 | Burkhart Ct | Houston | 77055 |  | 29.78895 | -95.49358 | Non-Lead - Other | Yes | After 2014 | Replaced in November 2024 as part of CIP project | Unknown - Material Unknown | Before 1989 |  | Unknown |  |  |  | Single Family Residence |  |  |  | Tier 1 |  |  | Unknown | No Tier
0810320000053 | 1401 | Cedarbrook Dr | Houston | 77055 |  | 29.79428 | -95.50531 | Non-Lead | Don't Know | Unknown |  | Unknown - Material Unknown | Before 1989 |  | Unknown |  |  |  | Single Family Residence |  |  |  | Tier 5 |  |  | Unknown | No Tier
0810630000004 | 8732 | Cavell Ln | Houston | 77055 |  | 29.78624 | -95.50416 | Non-Lead | Don't Know | Unknown |  | Unknown - Material Unknown | Before 1989 |  | Unknown |  |  |  | Single Family Residence |  |  |  | Tier 5 |  |  | Unknown | No Tier
1000390000014 | 9014 | Lupton Ct | Houston | 77055 |  | 29.79302 | -95.51318 | Non-Lead | Don't Know | Unknown |  | Non-Lead | After 2014 |  | Non-Lead |  |  |  | Single Family Residence |  |  |  | Tier 5 |  |  | Non-Lead | No Tier
0761470010001 | 1224 | Campbell Rd | Houston | 77055 |  | 29.79126 | -95.51358 | Non-Lead | Don't Know | Unknown |  | Unknown - Material Unknown | Before 1989 |  | Unknown |  |  |  | Single Family Residence |  |  |  | Tier 5 |  |  | Unknown | No Tier
1100330000028 | 8300 | Winningham Ln | Houston | 77055 |  | 29.78861 | -95.4926 | Non-Lead - Other | Don't Know | Unknown | (CIP 2024) Service Line Replacement | Unknown - Material Unknown | Before 1989 |  | Unknown |  |  |  | Single Family Residence |  |  |  | Tier 1 |  |  | Lead | No Tier
1144080000001 | 9201 | Cardwell Dr | Houston | 77055 |  | 29.78636 | -95.51835 | Non-Lead | Don't Know | Unknown |  | Unknown - Material Unknown | Before 1989 |  | Unknown |  |  |  | Single Family Residence |  |  |  | Tier 5 |  |  | Unknown | No Tier
0805580000344 | 8312 | Cedarbrake Dr | Houston | 77055 |  | 29.79134 | -95.49378 | Non-Lead | Don't Know | Unknown |  | Unknown - Material Unknown | Before 1989 |  | Unknown |  |  |  | Single Family Residence |  |  |  | Tier 5 |  |  | Unknown | No Tier
0805600000365 | 1226 | Krist Dr | Houston | 77055 |  | 29.79096 | -95.49251 | Non-Lead | Don't Know | Unknown |  | Non-Lead | After 2014 |  | Non-Lead |  |  |  | Single Family Residence |  |  |  | Tier 5 |  |  | Non-Lead | No Tier
1089940000004 | 9024 | Larston St | Houston | 77055 |  | 29.79214 | -95.51264 | Non-Lead | Don't Know | Unknown |  | Non-Lead | Between 1989 and 2014 |  | Non-Lead |  |  |  | Single Family Residence |  |  |  | Tier 5 |  |  | Non-Lead | No Tier
0805500000238 | 2 | Tal Ct | Houston | 77055 |  | 29.79269 | -95.49621 | Non-Lead | Don't Know | Unknown |  | Non-Lead | After 2014 |  | Non-Lead |  |  |  | Single Family Residence |  |  |  | Tier 5 |  |  | Non-Lead | No Tier
1171520010002 | 8830 | Heather Cir | Houston | 77055 |  | 29.78826 | -95.50798 | Non-Lead | Don't Know | Unknown |  | Non-Lead | Between 1989 and 2014 |  | Non-Lead |  |  |  | Single Family Residence |  |  |  | Tier 5 |  |  | Non-Lead | No Tier
0841210000006 | 8854 | Cardwell Dr | Houston | 77055 |  | 29.78748 | -95.50673 | Non-Lead | Don't Know | Unknown |  | Unknown - Material Unknown | Before 1989 |  | Unknown |  |  |  | Single Family Residence |  |  |  | Tier 5 |  |  | Unknown | No Tier
1100330000004 | 8321 | Cedarspur Dr | Houston | 77055 |  | 29.78989 | -95.49409 | Non-Lead - Other | Yes | After 2014 | October 2024 replaced as part of CIP project | Unknown - Material Unknown | Before 1989 |  | Unknown |  |  |  | Single Family Residence |  |  |  | Tier 1 |  |  | Unknown | No Tier
0805510000245 | 8525 | Merlin Dr | Houston | 77055 |  | 29.79182 | -95.49987 | Non-Lead | Don't Know | Unknown |  | Unknown - Material Unknown | Before 1989 |  | Unknown |  |  |  | Single Family Residence |  |  |  | Tier 5 |  |  | Unknown | No Tier
1100280000013 | 8361 | Winningham Ln | Houston | 77055 |  | 29.78821 | -95.49535 | Non-Lead - Other | Don't Know | After 2014 | Replaced in April 2025 CIP project | Unknown - Material Unknown | Before 1989 |  | Unknown |  |  |  | Single Family Residence |  |  |  | Tier 1 |  |  | Unknown | No Tier
1259850010030 | 64 | S Creekside Ct | Houston | 77055 |  | 29.78727 | -95.49469 | Non-Lead | Don't Know | Unknown |  | Non-Lead | Between 1989 and 2014 |  | Non-Lead |  |  |  | Single Family Residence |  |  |  | Tier 5 |  |  | Non-Lead | No Tier
1171370000002 | 6 | Inverness Park Way | Houston | 77055 |  | 29.7928 | -95.50882 | Non-Lead | Don't Know | Unknown |  | Non-Lead | Between 1989 and 2014 |  | Non-Lead |  |  |  | Single Family Residence |  |  |  | Tier 5 |  |  | Non-Lead | No Tier
0805570000326 | 8413 | Cedarbrake Dr | Houston | 77055 |  | 29.79062 | -95.49639 | Non-Lead | Don't Know | Unknown |  | Non-Lead | After 2014 |  | Non-Lead |  |  |  | Single Family Residence |  |  |  | Tier 5 |  |  | Non-Lead | No Tier
0800560000011 | 8605 | Cedardale Dr | Houston | 77055 |  | 29.79474 | -95.50093 | Non-Lead | Don't Know | Unknown |  | Non-Lead | Between 1989 and 2014 |  | Non-Lead |  |  |  | Single Family Residence |  |  |  | Tier 5 |  |  | Non-Lead | No Tier
0772490030011 | 1101 | Loeser Dr | Houston | 77055 |  | 29.78677 | -95.51197 | Non-Lead | Don't Know | Unknown |  | Unknown - Material Unknown | Before 1989 |  | Unknown |  |  |  | Single Family Residence |  |  |  | Tier 5 |  |  | Unknown | No Tier
0872220000001 | 8838 | Croes Dr | Houston | 77055 |  | 29.78962 | -95.508 | Lead | Don't Know | Unknown |  | Unknown - Material Unknown | Before 1989 |  | Lead |  |  |  | Single Family Residence |  |  |  | Tier 1 |  |  | Lead | No Tier
0830800000020 | 8906 | Croes Dr | Houston | 77055 |  | 29.78968 | -95.50873 | Non-Lead | Don't Know | Unknown |  | Unknown - Material Unknown | Before 1989 |  | Unknown |  |  |  | Single Family Residence |  |  |  | Tier 5 |  |  | Unknown | No Tier
0810610000002 | 8801 | Winningham Ln | Houston | 77055 |  | 29.78839 | -95.50389 | Non-Lead | Don't Know | Unknown |  | Unknown - Material Unknown | Before 1989 |  | Unknown |  |  |  | Single Family Residence |  |  |  | Tier 5 |  |  | Unknown | No Tier
0800540000008 | 8617 | Lupton Ln | Houston | 77055 |  | 29.7926 | -95.5017 | Non-Lead | Don't Know | Unknown |  | Non-Lead | Between 1989 and 2014 |  | Non-Lead |  |  |  | Single Family Residence |  |  |  | Tier 5 |  |  | Non-Lead | No Tier
1151700000009 | 8859 | Merlin Ct | Houston | 77055 |  | 29.79317 | -95.50804 | Lead | Don't Know | Unknown |  | Unknown - Material Unknown | Before 1989 |  | Lead |  |  |  | Single Family Residence |  |  |  | Tier 1 |  |  | Lead | No Tier
1100330000013 | 1201 | Krist Dr | Houston | 77055 |  | 29.78947 | -95.49223 | Non-Lead - Other | Don't Know | Unknown | (CIP 2024) Service Line Replacement | Unknown - Material Unknown | Before 1989 |  | Unknown |  |  |  | Single Family Residence |  |  |  | Tier 1 |  |  | Lead | No Tier
0822730000093 | 8801 | Cedarbrake Dr | Houston | 77055 |  | 29.79097 | -95.50398 | Non-Lead | Don't Know | Unknown |  | Non-Lead | Between 1989 and 2014 |  | Non-Lead |  |  |  | Single Family Residence |  |  |  | Tier 5 |  |  | Non-Lead | No Tier
1289170010011 | 2 | Windsor Ct | Houston | 77055 |  | 29.79408 | -95.512 | Non-Lead | Don't Know | Unknown |  | Non-Lead | Between 1989 and 2014 |  | Non-Lead |  |  |  | Single Family Residence |  |  |  | Tier 5 |  |  | Non-Lead | No Tier
0800590000004 | 1321 | Ben Hur Dr | Houston | 77055 |  | 29.79333 | -95.50617 | Non-Lead | Don't Know | Unknown |  | Non-Lead | Between 1989 and 2014 |  | Non-Lead |  |  |  | Single Family Residence |  |  |  | Tier 5 |  |  | Non-Lead | No Tier
0810620000003 | 1119 | Green Valley Dr | Houston | 77055 |  | 29.78795 | -95.50463 | Non-Lead | Don't Know | Unknown |  | Unknown - Material Unknown | Before 1989 |  | Unknown |  |  |  | Single Family Residence |  |  |  | Tier 5 |  |  | Unknown | No Tier
0912340000007 | 8705 | Burkhart Rd | Houston | 77055 |  | 29.78903 | -95.50199 | Non-Lead | Don't Know | Unknown |  | Unknown - Material Unknown | Before 1989 |  | Unknown |  |  |  | Single Family Residence |  |  |  | Tier 5 |  |  | Unknown | No Tier
1160470010019 | 18 | Woodsborough Cir | Houston | 77055 |  | 29.78771 | -95.50009 | Non-Lead | Don't Know | Unknown |  | Non-Lead | Between 1989 and 2014 |  | Non-Lead |  |  |  | Single Family Residence |  |  |  | Tier 5 |  |  | Non-Lead | No Tier
1174120000002 | 2 | Parkland Ct | Houston | 77055 |  | 29.78849 | -95.51892 | Non-Lead | Don't Know | Unknown |  | Non-Lead | Between 1989 and 2014 |  | Non-Lead |  |  |  | Single Family Residence |  |  |  | Tier 5 |  |  | Non-Lead | No Tier
0924690000003 | 8722 | Cedarspur Dr | Houston | 77055 |  | 29.79053 | -95.50304 | Non-Lead | Don't Know | Unknown |  | Non-Lead | Between 1989 and 2014 |  | Non-Lead |  |  |  | Single Family Residence |  |  |  | Tier 5 |  |  | Non-Lead | No Tier
0805590000358 | 8305 | Cedarbrake Dr | Houston | 77055 |  | 29.79081 | -95.49344 | Non-Lead | Don't Know | Unknown |  | Unknown - Material Unknown | Before 1989 |  | Unknown |  |  |  | Single Family Residence |  |  |  | Tier 5 |  |  | Unknown | No Tier
0872220000010 | 8802 | Croes Dr | Houston | 77055 |  | 29.78863 | -95.50661 | Lead | Don't Know | Unknown |  | Non-Lead | Between 1989 and 2014 |  | Lead |  |  |  | Single Family Residence |  |  |  | Tier 1 |  |  | Lead | No Tier
0791300080141 | 1405 | Neeley Dr | Houston | 77055 |  | 29.79436 | -95.4997 | Non-Lead | Don't Know | Unknown |  | Unknown - Material Unknown | Before 1989 |  | Unknown |  |  |  | Single Family Residence |  |  |  | Tier 5 |  |  | Unknown | No Tier
1171690000009 | 12 | Village Oaks Ln | Houston | 77055 |  | 29.78913 | -95.51246 | Non-Lead | Don't Know | Unknown |  | Non-Lead | Between 1989 and 2014 |  | Non-Lead |  |  |  | Single Family Residence |  |  |  | Tier 5 |  |  | Non-Lead | No Tier
0440340020341 | 8856 | Westview Drive | Spring Valley Village | 77055 |  | 29.794775050120734 | -95.50801341326715 | Non-Lead | Don't Know | Unknown |  | Unknown - Material Unknown | Unknown |  | Unknown |  |  |  | Other |  |  |  | Tier 5 |  |  | Unknown | No Tier
0803040000005 | 18 | Fries Ct | Houston | 77055 |  | 29.78863 | -95.50992 | Non-Lead | Don't Know | Unknown |  | Unknown - Material Unknown | Before 1989 |  | Unknown |  |  |  | Single Family Residence |  |  |  | Tier 5 |  |  | Unknown | No Tier
1089940000013 | 9029 | Larston St | Houston | 77055 |  | 29.7916 | -95.51262 | Non-Lead | Don't Know | Unknown |  | Unknown - Material Unknown | Before 1989 |  | Unknown |  |  |  | Single Family Residence |  |  |  | Tier 5 |  |  | Unknown | No Tier
0761470030028 | 1214 | Campbell Rd | Houston | 77055 |  | 29.78988 | -95.51359 | Non-Lead | Don't Know | Unknown |  | Unknown - Material Unknown | Before 1989 |  | Unknown |  |  |  | Single Family Residence |  |  |  | Tier 5 |  |  | Unknown | No Tier
1160470010013 | 5 | Woodsborough Cir | Houston | 77055 |  | 29.78749 | -95.49856 | Non-Lead | Don't Know | Unknown |  | Non-Lead | Between 1989 and 2014 |  | Non-Lead |  |  |  | Single Family Residence |  |  |  | Tier 5 |  |  | Non-Lead | No Tier
0800550000024 | 8722 | Lupton Ln | Houston | 77055 |  | 29.79316 | -95.5035 | Non-Lead | Don't Know | Unknown |  | Unknown - Material Unknown | Before 1989 |  | Unknown |  |  |  | Single Family Residence |  |  |  | Tier 5 |  |  | Unknown | No Tier
0800560000012 | 8603 | Cedardale Dr | Houston | 77055 |  | 29.79475 | -95.50066 | Non-Lead | Don't Know | Unknown |  | Unknown - Material Unknown | Before 1989 |  | Unknown |  |  |  | Single Family Residence |  |  |  | Tier 5 |  |  | Unknown | No Tier
1267930010001 | 8400 | Katy Freeway | Spring Valley Village | 77024 |  | 29.785953469040834 | -95.49344973105775 | Non-Lead | Don't Know | Unknown |  | Non-Lead | Between 1989 and 2014 |  | Non-Lead |  |  |  | Building |  |  |  | Tier 5 |  |  | Non-Lead | No Tier
1302550010008 | 8 | Burkhart Forest Ct | Houston | 77055 |  | 29.78967 | -95.49625 | Non-Lead | Don't Know | Unknown |  | Non-Lead | Between 1989 and 2014 |  | Non-Lead |  |  |  | Single Family Residence |  |  |  | Tier 5 |  |  | Non-Lead | No Tier
0791300090162 | 8444 | Westview Dr | Houston | 77055 |  | 29.79424 | -95.49831 | Non-Lead | Don't Know | Unknown |  | Unknown - Material Unknown | Before 1989 |  | Unknown |  |  |  | Single Family Residence |  |  |  | Tier 5 |  |  | Unknown | No Tier
1144080000002 | 9205 | Cardwell Dr | Houston | 77055 |  | 29.78634 | -95.51866 | Non-Lead | Don't Know | Unknown |  | Unknown - Material Unknown | Before 1989 |  | Unknown |  |  |  | Single Family Residence |  |  |  | Tier 5 |  |  | Unknown | No Tier
1160150010002 | 8440 | Burkhart Dr | Houston | 77055 |  | 29.78999 | -95.49886 | Non-Lead - Other | Don't Know | After 2014 | (CIP 2025) Service Line Replacement | Non-Lead | Between 1989 and 2014 |  | Non-Lead |  |  |  | Single Family Residence |  |  |  | Tier 1 |  |  | Non-Lead | No Tier
1224840010004 | 8838 | Inverness Park Way | Houston | 77055 |  | 29.79277 | -95.50737 | Non-Lead | Don't Know | Unknown |  | Non-Lead | Between 1989 and 2014 |  | Non-Lead |  |  |  | Single Family Residence |  |  |  | Tier 5 |  |  | Non-Lead | No Tier
0822740000116 | 8818 | Burkhart Rd | Houston | 77055 |  | 29.7898 | -95.5048 | Non-Lead | Don't Know | Unknown |  | Unknown - Material Unknown | Before 1989 |  | Unknown |  |  |  | Single Family Residence |  |  |  | Tier 5 |  |  | Unknown | No Tier
0841220000003 | 8867 | Cardwell Dr | Houston | 77055 |  | 29.78698 | -95.50748 | Non-Lead | Don't Know | Unknown |  | Unknown - Material Unknown | Before 1989 |  | Unknown |  |  |  | Single Family Residence |  |  |  | Tier 5 |  |  | Unknown | No Tier
1099050000006 | 9138 | Cardwell Dr | Houston | 77055 |  | 29.78766 | -95.51613 | Lead | Don't Know | Unknown |  | Unknown - Material Unknown | Before 1989 |  | Lead |  |  |  | Single Family Residence |  |  |  | Tier 1 |  |  | Lead | No Tier
1112290000009 | 8844 | Cavell St | Houston | 77055 |  | 29.78665 | -95.50697 | Non-Lead | Don't Know | Unknown |  | Unknown - Material Unknown | Before 1989 |  | Unknown |  |  |  | Single Family Residence |  |  |  | Tier 5 |  |  | Unknown | No Tier
1259850010052 | 88 | S Creekside Ct | Houston | 77055 |  | 29.78728 | -95.49275 | Non-Lead | Don't Know | Unknown |  | Non-Lead | Between 1989 and 2014 |  | Non-Lead |  |  |  | Single Family Residence |  |  |  | Tier 5 |  |  | Non-Lead | No Tier
0805570000328 | 8405 | Cedarbrake Dr | Houston | 77055 |  | 29.79062 | -95.49593 | Non-Lead | Don't Know | Unknown |  | Unknown - Material Unknown | Before 1989 |  | Unknown |  |  |  | Single Family Residence |  |  |  | Tier 5 |  |  | Unknown | No Tier
0791300090161 | 8448 | Westview Dr | Houston | 77055 |  | 29.79423 | -95.49851 | Non-Lead | Don't Know | Unknown |  | Non-Lead | Between 1989 and 2014 |  | Non-Lead |  |  |  | Single Family Residence |  |  |  | Tier 5 |  |  | Non-Lead | No Tier
0833240000006 | 1316 | Mickey Way | Houston | 77055 |  | 29.79286 | -95.51033 | Non-Lead | Don't Know | Unknown |  | Unknown - Material Unknown | Before 1989 |  | Unknown |  |  |  | Single Family Residence |  |  |  | Tier 5 |  |  | Unknown | No Tier
0440340020450 | 1006 | Voss Rd | Houston | 77055 |  | 29.78598 | -95.5016 | Non-Lead | Don't Know | Unknown |  | Unknown - Material Unknown | Unknown |  | Unknown |  |  |  | Single Family Residence |  |  |  | Tier 5 |  |  | Unknown | No Tier
1100290000006 | 8335 | Winningham Ln | Houston | 77055 |  | 29.78808 | -95.49387 | Non-Lead - Other | Don't Know | Unknown | (CIP 2024) Service Line Replacement | Unknown - Material Unknown | Before 1989 |  | Unknown |  |  |  | Single Family Residence |  |  |  | Tier 1 |  |  | Lead | No Tier
0780330020009 | 8633 | Merlin Dr | Houston | 77055 |  | 29.79184 | -95.50317 | Non-Lead | Don't Know | Unknown |  | Non-Lead | Between 1989 and 2014 |  | Non-Lead |  |  |  | Single Family Residence |  |  |  | Tier 5 |  |  | Non-Lead | No Tier
0803050000016 | 8905 | Bace Dr | Houston | 77055 |  | 29.78799 | -95.50871 | Non-Lead | Don't Know | Unknown |  | Unknown - Material Unknown | Before 1989 |  | Unknown |  |  |  | Single Family Residence |  |  |  | Tier 5 |  |  | Unknown | No Tier
0924680000014 | 8721 | Cedarspur Dr | Houston | 77055 |  | 29.78992 | -95.50302 | Non-Lead | Don't Know | Unknown |  | Non-Lead - Plastic | Between 1989 and 2014 |  | Non-Lead |  |  |  | Single Family Residence |  |  |  | Tier 5 |  |  | Non-Lead | No Tier
1167630000002 | 9163 | Cardwell Dr | Houston | 77055 |  | 29.78703 | -95.51746 | Lead | Don't Know | Unknown |  | Lead | Before 1989 |  | Lead |  |  |  | Single Family Residence |  |  |  | Tier 1 |  |  | Lead | No Tier
1100330000015 | 8304 | Burkhart Ct | Houston | 77055 |  | 29.78951 | -95.49299 | Non-Lead - Other | Yes | After 2014 | Replaced in November 2024 as part of CIP project | Non-Lead | Before 1989 |  | Non-Lead |  |  |  | Single Family Residence |  |  |  | Tier 1 |  |  | Non-Lead | No Tier
0830790000007 | 8925 | Croes Dr | Houston | 77055 |  | 29.78968 | -95.50988 | Non-Lead | Don't Know | Unknown |  | Unknown - Material Unknown | Before 1989 |  | Unknown |  |  |  | Single Family Residence |  |  |  | Tier 5 |  |  | Unknown | No Tier
1174120000005 | 5 | Parkland Ct | Houston | 77055 |  | 29.78848 | -95.51829 | Non-Lead | Don't Know | Unknown |  | Non-Lead | Between 1989 and 2014 |  | Non-Lead |  |  |  | Single Family Residence |  |  |  | Tier 5 |  |  | Non-Lead | No Tier
1061070000003 | 1310 | Spring Oaks Cir | Houston | 77055 |  | 29.79357 | -95.50669 | Lead | Don't Know | Unknown |  | Non-Lead | After 2014 |  | Lead |  |  |  | Single Family Residence |  |  |  | Tier 1 |  |  | Lead | No Tier
1157530000005 | 8493 | Burkhart Rd | Houston | 77055 |  | 29.78903 | -95.49827 | Non-Lead - Other | Don't Know | Unknown | (CIP 2024) Service Line Replacement | Unknown - Material Unknown | Before 1989 |  | Unknown |  |  |  | Single Family Residence |  |  |  | Tier 1 |  |  | Lead | No Tier
0810620000002 | 1123 | Green Valley Dr | Houston | 77055 |  | 29.78821 | -95.50474 | Non-Lead | Don't Know | Unknown |  | Non-Lead | Between 1989 and 2014 |  | Non-Lead |  |  |  | Single Family Residence |  |  |  | Tier 5 |  |  | Non-Lead | No Tier
0791300120208 | 8409 | Raylin Dr | Houston | 77055 |  | 29.79307 | -95.49624 | Non-Lead | Don't Know | Unknown |  | Unknown - Material Unknown | Before 1989 |  | Unknown |  |  |  | Single Family Residence |  |  |  | Tier 5 |  |  | Unknown | No Tier
0791300080140 | 8518 | Westview Dr | Houston | 77055 |  | 29.79408 | -95.49973 | Non-Lead | Don't Know | Unknown |  | Unknown - Material Unknown | Before 1989 |  | Unknown |  |  |  | Single Family Residence |  |  |  | Tier 5 |  |  | Unknown | No Tier
0822750000123 | 1213 | Ben Hur Dr | Houston | 77055 |  | 29.79045 | -95.5062 | Non-Lead | Don't Know | Unknown |  | Unknown - Material Unknown | Before 1989 |  | Unknown |  |  |  | Single Family Residence |  |  |  | Tier 5 |  |  | Unknown | No Tier
0780330020001 | 8601 | Merlin Dr | Houston | 77055 |  | 29.79183 | -95.5007 | Non-Lead | Don't Know | Unknown |  | Non-Lead | Between 1989 and 2014 |  | Non-Lead |  |  |  | Single Family Residence |  |  |  | Tier 5 |  |  | Non-Lead | No Tier
0805480000213 | 1315 | Neeley Dr | Houston | 77055 |  | 29.79232 | -95.49969 | Non-Lead | Don't Know | Unknown |  | Unknown - Material Unknown | Before 1989 |  | Unknown |  |  |  | Single Family Residence |  |  |  | Tier 5 |  |  | Unknown | No Tier
1224730010002 | 2 | Cardwell Ct | Houston | 77055 |  | 29.78778 | -95.51345 | Non-Lead | Don't Know | Unknown |  | Non-Lead | Between 1989 and 2014 |  | Non-Lead |  |  |  | Single Family Residence |  |  |  | Tier 5 |  |  | Non-Lead | No Tier
0772490030014 | 1113 | Loeser Dr | Houston | 77055 |  | 29.78761 | -95.51198 | Non-Lead | Don't Know | Unknown |  | Unknown - Material Unknown | Before 1989 |  | Unknown |  |  |  | Single Family Residence |  |  |  | Tier 5 |  |  | Unknown | No Tier
1259850010036 | 72 | S Creekside Ct | Houston | 77055 |  | 29.78727 | -95.49424 | Non-Lead | Don't Know | Unknown |  | Non-Lead | Between 1989 and 2014 |  | Non-Lead |  |  |  | Single Family Residence |  |  |  | Tier 5 |  |  | Non-Lead | No Tier
1147030000004 | 1400 | Beutel Dr | Houston | 77055 |  | 29.79362 | -95.51133 | Lead | Don't Know | Unknown |  | Non-Lead | Between 1989 and 2014 |  | Lead |  |  |  | Single Family Residence |  |  |  | Tier 1 |  |  | Lead | No Tier
0833270000016 | 1326 | Beutel Dr | Houston | 77055 |  | 29.79332 | -95.51134 | Non-Lead | Don't Know | Unknown |  | Non-Lead | After 2014 |  | Non-Lead |  |  |  | Single Family Residence |  |  |  | Tier 5 |  |  | Non-Lead | No Tier
0805500000227 | 1318 | Modiste St | Houston | 77055 |  | 29.79232 | -95.49819 | Non-Lead | Don't Know | Unknown |  | Unknown - Material Unknown | Before 1989 |  | Unknown |  |  |  | Single Family Residence |  |  |  | Tier 5 |  |  | Unknown | No Tier
0660350000017 | 1203 | Bingle Rd | Houston | 77055 |  | 29.78959 | -95.50073 | Non-Lead | Don't Know | Unknown |  | Non-Lead | Between 1989 and 2014 |  | Non-Lead |  |  |  | Single Family Residence |  |  |  | Tier 5 |  |  | Non-Lead | No Tier
0805540000293 | 8319 | Leafy Ln | Houston | 77055 |  | 29.79266 | -95.49408 | Non-Lead | Don't Know | Unknown |  | Non-Lead | Between 1989 and 2014 |  | Non-Lead |  |  |  | Single Family Residence |  |  |  | Tier 5 |  |  | Non-Lead | No Tier
1090320000009 | 9 | Wild Oak Cir | Houston | 77055 |  | 29.78646 | -95.50911 | Lead | Don't Know | Unknown |  | Non-Lead - Plastic | After 2014 | Resident confirmed plumbing has been replaced | Lead |  |  |  | Single Family Residence |  |  |  | Tier 1 |  |  | Lead | No Tier
1160470010003 | 26 | Woodsborough Cir | Houston | 77055 |  | 29.78659 | -95.49916 | Non-Lead | Don't Know | Unknown |  | Non-Lead | Between 1989 and 2014 |  | Non-Lead |  |  |  | Single Family Residence |  |  |  | Tier 5 |  |  | Non-Lead | No Tier
0772490030001 | 1118 | Lone Star Dr | Houston | 77055 |  | 29.78817 | -95.51252 | Non-Lead | Don't Know | Unknown |  | Non-Lead | Between 1989 and 2014 |  | Non-Lead |  |  |  | Single Family Residence |  |  |  | Tier 5 |  |  | Non-Lead | No Tier
0800550000022 | 8714 | Lupton Ln | Houston | 77055 |  | 29.79315 | -95.50298 | Non-Lead | Don't Know | Unknown |  | Unknown - Material Unknown | Before 1989 |  | Unknown |  |  |  | Single Family Residence |  |  |  | Tier 5 |  |  | Unknown | No Tier
0810630000010 | 1044 | Teresa Dr | Houston | 77055 |  | 29.7875 | -95.50478 | Non-Lead | Don't Know | Unknown |  | Unknown - Material Unknown | Before 1989 |  | Unknown |  |  |  | Single Family Residence |  |  |  | Tier 5 |  |  | Unknown | No Tier
0761470030026 | 9035 | Elizabeth Rd | Houston | 77055 |  | 29.79053 | -95.51361 | Non-Lead | Don't Know | Unknown |  | Non-Lead | After 2014 |  | Non-Lead |  |  |  | Single Family Residence |  |  |  | Tier 5 |  |  | Non-Lead | No Tier
0761470030023 | 1213 | Tamy Ln | Houston | 77055 |  | 29.79006 | -95.51306 | Non-Lead | Don't Know | Unknown |  | Non-Lead | After 2014 |  | Non-Lead |  |  |  | Single Family Residence |  |  |  | Tier 5 |  |  | Non-Lead | No Tier
1100300000003 | 1104 | Krist Dr | Houston | 77055 |  | 29.78855 | -95.49159 | Non-Lead | Don't Know | Unknown | (CIP 2024) Service Line Replacement | Non-Lead | Before 1989 |  | Non-Lead |  |  |  | Single Family Residence |  |  |  | Tier 1 |  |  | Lead | No Tier
0800540000002 | 8717 | Lupton Ln | Houston | 77055 |  | 29.79262 | -95.50325 | Non-Lead | Don't Know | Unknown |  | Non-Lead | Between 1989 and 2014 |  | Non-Lead |  |  |  | Single Family Residence |  |  |  | Tier 5 |  |  | Non-Lead | No Tier
0800570000009 | 8722 | Cedardale Dr | Houston | 77055 |  | 29.79525 | -95.50363 | Non-Lead | Don't Know | Unknown |  | Unknown - Material Unknown | Before 1989 |  | Unknown |  |  |  | Single Family Residence |  |  |  | Tier 5 |  |  | Unknown | No Tier
1000390000015 | 9018 | Lupton Ct | Houston | 77055 |  | 29.79301 | -95.51342 | Non-Lead | Don't Know | Unknown |  | Non-Lead | After 2014 |  | Non-Lead |  |  |  | Single Family Residence |  |  |  | Tier 5 |  |  | Non-Lead | No Tier
1171850010001 | 8405 | Burkhart Rd | Houston | 77055 |  | 29.78921 | -95.49654 | Non-Lead - Other | Don't Know | After 2014 | (CIP 2025) Service Line Replacement | Non-Lead | Between 1989 and 2014 |  | Non-Lead |  |  |  | Single Family Residence |  |  |  | Tier 1 |  |  | Non-Lead | No Tier
1167630000001 | 1118 | Bade St | Houston | 77055 |  | 29.78702 | -95.51781 | Non-Lead | Don't Know | Unknown |  | Unknown - Material Unknown | Before 1989 |  | Unknown |  |  |  | Single Family Residence |  |  |  | Tier 5 |  |  | Unknown | No Tier
0822730000089 | 8817 | Cedarbrake Dr | Houston | 77055 |  | 29.79095 | -95.50512 | Non-Lead | Don't Know | Unknown |  | Non-Lead | Between 1989 and 2014 |  | Non-Lead |  |  |  | Single Family Residence |  |  |  | Tier 5 |  |  | Non-Lead | No Tier
0805560000303 | 8436 | Cedarbrake Dr | Houston | 77055 |  | 29.79112 | -95.49767 | Non-Lead | Don't Know | Unknown |  | Unknown - Material Unknown | Before 1989 |  | Unknown |  |  |  | Single Family Residence |  |  |  | Tier 5 |  |  | Unknown | No Tier
1171690000004 | 2 | Village Oaks Ln | Houston | 77055 |  | 29.78908 | -95.51368 | Non-Lead | Don't Know | Unknown |  | Non-Lead | Between 1989 and 2014 |  | Non-Lead |  |  |  | Single Family Residence |  |  |  | Tier 5 |  |  | Non-Lead | No Tier
1100330000027 | 1101 | Krist Dr | Houston | 77055 |  | 29.78857 | -95.49233 | Non-Lead - Other | Yes | After 2014 | Replaced November 2024 as a part of CIP project | Unknown - Material Unknown | Before 1989 |  | Unknown |  |  |  | Single Family Residence |  |  |  | Tier 1 |  |  | Unknown | No Tier
0805550000297 | 1223 | Modiste St | Houston | 77055 |  | 29.79073 | -95.49874 | Non-Lead | Don't Know | Unknown |  | Unknown - Material Unknown | Before 1989 |  | Unknown |  |  |  | Single Family Residence |  |  |  | Tier 5 |  |  | Unknown | No Tier
0810640000005 | 8731 | Cavell Ln | Houston | 77055 |  | 29.78569 | -95.50424 | Non-Lead | Don't Know | Unknown |  | Unknown - Material Unknown | Before 1989 |  | Unknown |  |  |  | Single Family Residence |  |  |  | Tier 5 |  |  | Unknown | No Tier
1259850010006 | 12 | N Creekside Ct | Houston | 77055 |  | 29.78776 | -95.49485 | Non-Lead | Don't Know | Unknown |  | Non-Lead | Between 1989 and 2014 |  | Non-Lead |  |  |  | Single Family Residence |  |  |  | Tier 5 |  |  | Non-Lead | No Tier
1259850010033 | 19 | N Creekside Ct | Houston | 77055 |  | 29.78748 | -95.49439 | Non-Lead | Don't Know | Unknown |  | Non-Lead | Between 1989 and 2014 |  | Non-Lead |  |  |  | Single Family Residence |  |  |  | Tier 5 |  |  | Non-Lead | No Tier
0835850000014 | 8723 | Winningham Ln | Houston | 77055 |  | 29.78809 | -95.50292 | Non-Lead | Don't Know | Unknown |  | Unknown - Material Unknown | Before 1989 |  | Unknown |  |  |  | Single Family Residence |  |  |  | Tier 5 |  |  | Unknown | No Tier
1061070000004 | 1306 | Spring Oaks Cir | Houston | 77055 |  | 29.79334 | -95.50666 | Lead | Don't Know | Unknown |  | Unknown - Material Unknown | Before 1989 |  | Lead |  |  |  | Single Family Residence |  |  |  | Tier 1 |  |  | Lead | No Tier
0805580000349 | 8330 | Cedarbrake Dr | Houston | 77055 |  | 29.79133 | -95.49489 | Non-Lead | Don't Know | Unknown |  | Unknown - Material Unknown | Before 1989 |  | Unknown |  |  |  | Single Family Residence |  |  |  | Tier 5 |  |  | Unknown | No Tier
0803040000008 | 6 | Fries Ct | Houston | 77055 |  | 29.78893 | -95.50936 | Non-Lead | Don't Know | Unknown |  | Non-Lead | Between 1989 and 2014 |  | Non-Lead |  |  |  | Single Family Residence |  |  |  | Tier 5 |  |  | Non-Lead | No Tier
1099050000011 | 1106 | Anne St | Houston | 77055 |  | 29.78666 | -95.51604 | Lead | Don't Know | Unknown |  | Non-Lead | After 2014 |  | Lead |  |  |  | Single Family Residence |  |  |  | Tier 1 |  |  | Lead | No Tier
0991580000013 | 8907 | Echo Valley Dr | Houston | 77055 |  | 29.78561 | -95.50869 | Lead | Don't Know | Unknown |  | Lead | Before 1989 |  | Lead |  |  |  | Single Family Residence |  |  |  | Tier 1 |  |  | Lead | No Tier
0805590000357 | 8309 | Cedarbrake Dr | Houston | 77055 |  | 29.79081 | -95.49366 | Non-Lead | Don't Know | Unknown |  | Unknown - Material Unknown | Before 1989 |  | Unknown |  |  |  | Single Family Residence |  |  |  | Tier 5 |  |  | Unknown | No Tier
0822730000102 | 8834 | Cedarspur Dr | Houston | 77055 |  | 29.79063 | -95.50571 | Non-Lead | Don't Know | Unknown |  | Unknown - Material Unknown | Before 1989 |  | Unknown |  |  |  | Single Family Residence |  |  |  | Tier 5 |  |  | Unknown | No Tier
0440340020160 | 1432 | Bingle Rd | Houston | 77055 |  | 29.79553 | -95.49998 | Non-Lead | Don't Know | Unknown |  | Non-Lead | After 2014 |  | Non-Lead |  |  |  | Single Family Residence |  |  |  | Tier 5 |  |  | Non-Lead | No Tier
0800540000004 | 8709 | Lupton Ln | Houston | 77055 |  | 29.79261 | -95.50273 | Non-Lead | Don't Know | Unknown |  | Unknown - Material Unknown | Before 1989 |  | Unknown |  |  |  | Single Family Residence |  |  |  | Tier 5 |  |  | Unknown | No Tier
1100280000005 | 8429 | Winningham Ln | Houston | 77055 |  | 29.78832 | -95.49718 | Non-Lead - Other | Don't Know | After 2014 | Replaced in April 2025 CIP project | Lead | Before 1989 |  | Lead |  |  |  | Single Family Residence |  |  |  | Tier 1 |  |  | Lead | No Tier
1100300000007 | 1120 | Krist Dr | Houston | 77055 |  | 29.78946 | -95.49122 | Non-Lead - Other | Don't Know | Unknown | (CIP 2024) Service Line Replacement | Unknown - Material Unknown | Before 1989 |  | Unknown |  |  |  | Single Family Residence |  |  |  | Tier 1 |  |  | Lead | No Tier
0925950000010 | 1102 | Ben Hur Dr | Houston | 77055 |  | 29.78727 | -95.50522 | Non-Lead | Don't Know | Unknown |  | Unknown - Material Unknown | Before 1989 |  | Unknown |  |  |  | Single Family Residence |  |  |  | Tier 5 |  |  | Unknown | No Tier
1123400000001 | 1149 | Fries Rd | Houston | 77055 |  | 29.78881 | -95.50873 | Non-Lead | Don't Know | Unknown |  | Non-Lead | Between 1989 and 2014 |  | Non-Lead |  |  |  | Single Family Residence |  |  |  | Tier 5 |  |  | Non-Lead | No Tier
0805500000240 | 8406 | Merlin Dr | Houston | 77055 |  | 29.79233 | -95.49601 | Non-Lead | Don't Know | Unknown |  | Non-Lead | After 2014 |  | Non-Lead |  |  |  | Single Family Residence |  |  |  | Tier 5 |  |  | Non-Lead | No Tier
0791300120205 | 8421 | Raylin Dr | Houston | 77055 |  | 29.79307 | -95.49701 | Non-Lead | Don't Know | Unknown |  | Non-Lead | Between 1989 and 2014 |  | Non-Lead |  |  |  | Single Family Residence |  |  |  | Tier 5 |  |  | Non-Lead | No Tier
1089940000010 | 9041 | Larston St | Houston | 77055 |  | 29.79158 | -95.51352 | Non-Lead | Don't Know | Unknown |  | Non-Lead | After 2014 |  | Non-Lead |  |  |  | Single Family Residence |  |  |  | Tier 5 |  |  | Non-Lead | No Tier
1316980000001 | 8420 | Burkhart Rd | Houston | 77055 |  | 29.79 | -95.49757 | Non-Lead - Other | Don't Know | After 2014 | (CIP 2025) Service Line Replacement | Non-Lead | After 2014 |  | Non-Lead |  |  |  | Single Family Residence |  |  |  | Tier 1 |  |  | Non-Lead | No Tier
1154420000006 | 8809 | Echo Valley Dr | Houston | 77055 |  | 29.78533 | -95.50676 | Non-Lead | Don't Know | Unknown |  | Lead | Before 1989 |  | Lead |  |  |  | Single Family Residence |  |  |  | Tier 1 |  |  | Lead | No Tier
0780330030002 | 1226 | Voss Rd | Houston | 77055 |  | 29.79151 | -95.50338 | Non-Lead | Don't Know | Unknown |  | Non-Lead - Other | After 2014 | Resident updated plumbing in 2016 | Non-Lead |  |  |  | Single Family Residence |  |  |  | Tier 5 |  |  | Non-Lead | No Tier
0975250000005 | 8618 | Cedarbrake Dr | Houston | 77055 |  | 29.7915 | -95.50163 | Lead | Don't Know | Unknown |  | Non-Lead | Between 1989 and 2014 |  | Lead |  |  |  | Single Family Residence |  |  |  | Tier 1 |  |  | Lead | No Tier
0810660000004 | 1019 | Teresa Dr | Houston | 77055 |  | 29.78601 | -95.50477 | Non-Lead | Don't Know | Unknown |  | Unknown - Material Unknown | Before 1989 |  | Unknown |  |  |  | Single Family Residence |  |  |  | Tier 5 |  |  | Unknown | No Tier
0805590000355 | 8317 | Cedarbrake Dr | Houston | 77055 |  | 29.7908 | -95.49409 | Non-Lead | Don't Know | Unknown |  | Unknown - Material Unknown | Before 1989 |  | Unknown |  |  |  | Single Family Residence |  |  |  | Tier 5 |  |  | Unknown | No Tier
1259850010043 | 29 | N Creekside Ct | Houston | 77055 |  | 29.78748 | -95.49363 | Non-Lead | Don't Know | Unknown |  | Non-Lead | Between 1989 and 2014 |  | Non-Lead |  |  |  | Single Family Residence |  |  |  | Tier 5 |  |  | Non-Lead | No Tier
1145170010003 | 1209 | Anne St | Houston | 77055 |  | 29.78861 | -95.5174 | Lead | Don't Know | Unknown |  | Unknown - Material Unknown | Before 1989 |  | Lead |  |  |  | Single Family Residence |  |  |  | Tier 1 |  |  | Lead | No Tier
1100290000002 | 8349 | Winningham Ln | Houston | 77055 |  | 29.78811 | -95.49478 | Non-Lead - Other | Don't Know | Unknown | (CIP 2024) Service Line Replacement | Unknown - Material Unknown | Before 1989 |  | Unknown |  |  |  | Single Family Residence |  |  |  | Tier 1 |  |  | Lead | No Tier
0872220000014 | 8809 | Croes Dr | Houston | 77055 |  | 29.78916 | -95.50716 | Lead | Don't Know | Unknown |  | Non-Lead - Other | After 2014 | Resident replaced plumbing to PEX in 2022 | Lead |  |  |  | Single Family Residence |  |  |  | Tier 1 |  |  | Lead | No Tier
1099050000009 | 1114 | Anne St | Houston | 77055 |  | 29.78708 | -95.51604 | Lead | Don't Know | Unknown |  | Unknown - Material Unknown | Before 1989 |  | Lead |  |  |  | Single Family Residence |  |  |  | Tier 1 |  |  | Lead | No Tier
1286380010001 | 1215 | Campbell Road | Spring Valley Village | 77055 |  | 29.789036632641185 | -95.51638107216213 | Non-Lead | Don't Know | Unknown |  | Non-Lead | Unknown |  | Non-Lead |  |  |  | Other |  |  |  | Tier 5 |  |  | Non-Lead | No Tier
0800540000001 | 8721 | Lupton Ln | Houston | 77055 |  | 29.79262 | -95.50351 | Non-Lead | Don't Know | Unknown |  | Non-Lead | After 2014 |  | Non-Lead |  |  |  | Single Family Residence |  |  |  | Tier 5 |  |  | Non-Lead | No Tier
1173090000003 | 5 | Martin Ct | Houston | 77055 |  | 29.78729 | -95.51954 | Non-Lead | Don't Know | Unknown |  | Non-Lead | Between 1989 and 2014 |  | Non-Lead |  |  |  | Single Family Residence |  |  |  | Tier 5 |  |  | Non-Lead | No Tier
1259850010056 | 92 | S Creekside Ct | Houston | 77055 |  | 29.78728 | -95.49243 | Non-Lead | Don't Know | Unknown |  | Non-Lead | Between 1989 and 2014 |  | Non-Lead |  |  |  | Single Family Residence |  |  |  | Tier 5 |  |  | Non-Lead | No Tier
0731590000028 | 1110 | Bade St | Houston | 77055 |  | 29.78676 | -95.51763 | Non-Lead | Don't Know | Unknown |  | Non-Lead | Between 1989 and 2014 |  | Non-Lead |  |  |  | Single Family Residence |  |  |  | Tier 5 |  |  | Non-Lead | No Tier
0805600000360 | 1308 | Krist Dr | Houston | 77055 |  | 29.79193 | -95.49248 | Non-Lead | Don't Know | Unknown |  | Unknown - Material Unknown | Before 1989 |  | Unknown |  |  |  | Single Family Residence |  |  |  | Tier 5 |  |  | Unknown | No Tier
0800540000010 | 8609 | Lupton Ln | Houston | 77055 |  | 29.7926 | -95.5012 | Non-Lead | Don't Know | Unknown |  | Unknown - Material Unknown | Before 1989 |  | Unknown |  |  |  | Single Family Residence |  |  |  | Tier 5 |  |  | Unknown | No Tier
0780330020007 | 8625 | Merlin Dr | Houston | 77055 |  | 29.79184 | -95.50256 | Non-Lead | Don't Know | Unknown |  | Non-Lead | Between 1989 and 2014 |  | Non-Lead |  |  |  | Single Family Residence |  |  |  | Tier 5 |  |  | Non-Lead | No Tier
0772490040008 | 1016 | Loeser Dr | Houston | 77055 |  | 29.78626 | -95.51137 | Non-Lead | Don't Know | Unknown |  | Unknown - Material Unknown | Before 1989 |  | Unknown |  |  |  | Single Family Residence |  |  |  | Tier 5 |  |  | Unknown | No Tier
1144080000007 | 9200 | Cardwell Dr | Houston | 77055 |  | 29.78686 | -95.51832 | Non-Lead | Don't Know | Unknown |  | Unknown - Material Unknown | Before 1989 |  | Unknown |  |  |  | Single Family Residence |  |  |  | Tier 5 |  |  | Unknown | No Tier
1100330000023 | 8305 | Burkhart Ct | Houston | 77055 |  | 29.78898 | -95.49276 | Non-Lead - Other | Yes | After 2014 | Replaced in November as part of Capital Improvement Project | Unknown - Material Unknown | Before 1989 |  | Unknown |  |  |  | Single Family Residence |  |  |  | Tier 1 |  |  | Unknown | No Tier
0943250000002 | 8718 | Green Valley Dr | Houston | 77055 |  | 29.7877 | -95.50313 | Non-Lead | Don't Know | Unknown |  | Unknown - Material Unknown | Before 1989 |  | Unknown |  |  |  | Single Family Residence |  |  |  | Tier 5 |  |  | Unknown | No Tier
1163840000001 | 8892 | Cedarspur Dr | Houston | 77055 |  | 29.79049 | -95.50801 | Lead | Don't Know | Unknown |  | Unknown - Material Unknown | Before 1989 |  | Lead |  |  |  | Single Family Residence |  |  |  | Tier 1 |  |  | Lead | No Tier
0800550000007 | 8621 | Westview Dr | Houston | 77055 |  | 29.79352 | -95.50197 | Lead | Don't Know | Unknown |  | Non-Lead | Between 1989 and 2014 |  | Lead |  |  |  | Single Family Residence |  |  |  | Tier 1 |  |  | Lead | No Tier
0810310000050 | 8822 | Westview Dr | Houston | 77055 |  | 29.79471 | -95.50636 | Non-Lead | Don't Know | Unknown |  | Unknown - Material Unknown | Before 1989 |  | Unknown |  |  |  | Single Family Residence |  |  |  | Tier 5 |  |  | Unknown | No Tier
1041080000003 | 9209 | Hilldale St. | Houston | 77055 |  | 29.78769 | -95.5187 | Non-Lead | Don't Know | Unknown |  | Non-Lead | Between 1989 and 2014 |  | Non-Lead |  |  |  | Single Family Residence |  |  |  | Tier 5 |  |  | Non-Lead | No Tier
0761470020015 | 1222 | Mickey Way | Houston | 77055 |  | 29.79025 | -95.51034 | Non-Lead | Don't Know | Unknown |  | Non-Lead | Between 1989 and 2014 |  | Non-Lead |  |  |  | Single Family Residence |  |  |  | Tier 5 |  |  | Non-Lead | No Tier
1100320000005 | 1113 | Pech Rd | Houston | 77055 |  | 29.78938 | -95.49525 | Non-Lead - Other | Yes | After 2014 | Replaced in November 2024 as part of CIP project | Unknown - Material Unknown | Before 1989 |  | Unknown |  |  |  | Single Family Residence |  |  |  | Tier 1 |  |  | Unknown | No Tier
1414090010001 | 9210 | Old Katy Rd | Houston | 77055 |  | 29.783863887262683 | -95.44580104884884 | Non-Lead | Don't Know | Unknown |  | Non-Lead | After 2014 |  | Non-Lead |  |  |  | Building |  |  |  | Tier 5 |  |  | Non-Lead | No Tier
1100330000036 | 8332 | Winningham Ln | Houston | 77055 |  | 29.78857 | -95.49446 | Non-Lead - Other | Yes | After 2014 | Replaced November 2024 as part of CIP project | Unknown - Material Unknown | Before 1989 |  | Unknown |  |  |  | Single Family Residence |  |  |  | Tier 1 |  |  | Unknown | No Tier
0830800000019 | 8910 | Croes Dr | Houston | 77055 |  | 29.78976 | -95.50902 | Non-Lead | Don't Know | Unknown |  | Unknown - Material Unknown | Before 1989 |  | Unknown |  |  |  | Single Family Residence |  |  |  | Tier 5 |  |  | Unknown | No Tier
0835850000004 | 8718 | Winningham Ln | Houston | 77055 |  | 29.78865 | -95.50268 | Non-Lead | Don't Know | Unknown |  | Non-Lead | After 2014 |  | Non-Lead |  |  |  | Single Family Residence |  |  |  | Tier 5 |  |  | Non-Lead | No Tier
0805560000314 | 8406 | Cedarbrake Dr | Houston | 77055 |  | 29.79113 | -95.49598 | Non-Lead | Don't Know | Unknown |  | Non-Lead | After 2014 |  | Non-Lead |  |  |  | Single Family Residence |  |  |  | Tier 5 |  |  | Non-Lead | No Tier
1209480020007 | 1107 | Joshua Ln | Houston | 77055 |  | 30.00864 | -95.41188 | Non-Lead | Don't Know | Unknown |  | Non-Lead | Between 1989 and 2014 |  | Non-Lead |  |  |  | Single Family Residence |  |  |  | Tier 5 |  |  | Non-Lead | No Tier
1099050000007 | 1122 | Anne St | Houston | 77055 |  | 29.78763 | -95.51601 | Lead | Don't Know | Unknown |  | Unknown - Material Unknown | Before 1989 |  | Lead |  |  |  | Single Family Residence |  |  |  | Tier 1 |  |  | Lead | No Tier
0810320000058 | 1421 | Cedarbrook Dr | Houston | 77055 |  | 29.79525 | -95.50615 | Non-Lead | Don't Know | Unknown |  | Unknown - Material Unknown | Before 1989 |  | Unknown |  |  |  | Single Family Residence |  |  |  | Tier 5 |  |  | Unknown | No Tier
1100330000022 | 8309 | Burkhart Ct | Houston | 77055 |  | 29.78898 | -95.49299 | Non-Lead - Other | Yes | After 2014 | Replaced in November 2024 as part of CIP project | Unknown - Material Unknown | Before 1989 |  | Unknown |  |  |  | Single Family Residence |  |  |  | Tier 1 |  |  | Unknown | No Tier
1156650000011 | 8520 | Cedarbrake Dr | Houston | 77055 |  | 29.79064 | -95.5002 | Lead | Don't Know | Unknown |  | Lead | Before 1989 |  | Lead |  |  |  | Single Family Residence |  |  |  | Tier 1 |  |  | Lead | No Tier
1100280000010 | 8409 | Winningham Ln | Houston | 77055 |  | 29.78833 | -95.49607 | Non-Lead - Other | Don't Know | After 2014 | Replaced in April 2025 CIP project | Unknown - Material Unknown | Before 1989 |  | Unknown |  |  |  | Single Family Residence |  |  |  | Tier 1 |  |  | Unknown | No Tier
0772490040001 | 1122 | Loeser Dr | Houston | 77055 |  | 29.78817 | -95.51147 | Non-Lead | Don't Know | Unknown |  | Non-Lead | After 2014 |  | Non-Lead |  |  |  | Single Family Residence |  |  |  | Tier 5 |  |  | Non-Lead | No Tier
0440340020305 | 1502 | Cedarbrook Dr | Houston | 77055 |  | 29.79661 | -95.50621 | Non-Lead | Don't Know | Unknown |  | Unknown - Material Unknown | Before 1989 |  | Unknown |  |  |  | Single Family Residence |  |  |  | Tier 5 |  |  | Unknown | No Tier
1171850010004 | 8418 | Winningham Ln | Houston | 77055 |  | 29.78885 | -95.49655 | Non-Lead - Other | Don't Know | After 2014 | Replaced in April 2025 CIP project | Non-Lead | Between 1989 and 2014 |  | Non-Lead |  |  |  | Single Family Residence |  |  |  | Tier 1 |  |  | Non-Lead | No Tier
0924690000004 | 8718 | Cedarspur Dr | Houston | 77055 |  | 29.79053 | -95.50278 | Non-Lead | Don't Know | Unknown |  | Unknown - Material Unknown | Before 1989 |  | Unknown |  |  |  | Single Family Residence |  |  |  | Tier 5 |  |  | Unknown | No Tier
0810630000003 | 8724 | Cavell Ln | Houston | 77055 |  | 29.78624 | -95.50381 | Non-Lead | Don't Know | Unknown |  | Non-Lead | Between 1989 and 2014 |  | Non-Lead |  |  |  | Single Family Residence |  |  |  | Tier 5 |  |  | Non-Lead | No Tier
0805540000284 | 8316 | Merlin Dr | Houston | 77055 |  | 29.79229 | -95.49424 | Non-Lead | Don't Know | Unknown |  | Non-Lead | Between 1989 and 2014 |  | Non-Lead |  |  |  | Single Family Residence |  |  |  | Tier 5 |  |  | Non-Lead | No Tier
1099070000001 | 8610 | Cedardale Dr | Houston | 77055 |  | 29.79542 | -95.50128 | Non-Lead | Don't Know | Unknown |  | Unknown - Material Unknown | Before 1989 |  | Unknown |  |  |  | Single Family Residence |  |  |  | Tier 5 |  |  | Unknown | No Tier
0800590000012 | 1239 | Ben Hur Dr | Houston | 77055 |  | 29.79138 | -95.50621 | Non-Lead | Don't Know | Unknown |  | Non-Lead | Between 1989 and 2014 |  | Non-Lead |  |  |  | Single Family Residence |  |  |  | Tier 5 |  |  | Non-Lead | No Tier
0925950000007 | 8831 | Winningham Ln | Houston | 77055 |  | 29.78837 | -95.5057 | Non-Lead | Don't Know | Unknown |  | Unknown - Material Unknown | Before 1989 |  | Unknown |  |  |  | Single Family Residence |  |  |  | Tier 5 |  |  | Unknown | No Tier
0810370000081 | 1421 | Bracher St. | Houston | 77055 |  | 29.79527 | -95.50508 | Non-Lead | Don't Know | Unknown |  | Unknown - Material Unknown | Before 1989 |  | Unknown |  |  |  | Single Family Residence |  |  |  | Tier 5 |  |  | Unknown | No Tier
1289170030003 | 10 | Windsor Pl | Houston | 77055 |  | 29.7941 | -95.51269 | Non-Lead | Don't Know | Unknown |  | Non-Lead | Between 1989 and 2014 |  | Non-Lead |  |  |  | Single Family Residence |  |  |  | Tier 5 |  |  | Non-Lead | No Tier
1100320000001 | 1213 | Pech Rd | Houston | 77055 |  | 29.79024 | -95.49528 | Non-Lead - Other | Yes | After 2014 | October 2024 replaced as part of CIP project | Unknown - Material Unknown | Before 1989 |  | Unknown |  |  |  | Single Family Residence |  |  |  | Tier 1 |  |  | Unknown | No Tier
0810330000062 | 8810 | Lanell Ln | Houston | 77055 |  | 29.79558 | -95.50579 | Non-Lead | Don't Know | Unknown |  | Unknown - Material Unknown | Before 1989 |  | Unknown |  |  |  | Single Family Residence |  |  |  | Tier 5 |  |  | Unknown | No Tier
0761470040032 | 9011 | Elizabeth Rd | Houston | 77055 |  | 29.79067 | -95.51155 | Non-Lead | Don't Know | Unknown |  | Non-Lead | After 2014 |  | Non-Lead |  |  |  | Single Family Residence |  |  |  | Tier 5 |  |  | Non-Lead | No Tier
1173090000006 | 10 | Martin Ct | Houston | 77055 |  | 29.78675 | -95.51928 | Non-Lead | Don't Know | Unknown |  | Non-Lead | Between 1989 and 2014 |  | Non-Lead |  |  |  | Single Family Residence |  |  |  | Tier 5 |  |  | Non-Lead | No Tier
0975250000021 | 8615 | Cedarbrake Dr | Houston | 77055 |  | 29.79096 | -95.50139 | Lead | Don't Know | Unknown |  | Lead | Before 1989 |  | Lead |  |  |  | Single Family Residence |  |  |  | Tier 1 |  |  | Lead | No Tier
1100290000004 | 8341 | Winningham Ln | Houston | 77055 |  | 29.78808 | -95.49431 | Non-Lead - Other | Don't Know | Unknown | (CIP 2024) Service Line Replacement | Unknown - Material Unknown | Before 1989 |  | Unknown |  |  |  | Single Family Residence |  |  |  | Tier 1 |  |  | Lead | No Tier
0800570000013 | 8706 | Cedardale Dr | Houston | 77055 |  | 29.79524 | -95.5026 | Non-Lead | Don't Know | Unknown |  | Non-Lead - Other | After 2014 | Resident updated all plumbing in 2017 | Non-Lead |  |  |  | Single Family Residence |  |  |  | Tier 5 |  |  | Non-Lead | No Tier
1100270000003 | 8460 | Winningham Ln | Houston | 77055 |  | 29.78846 | -95.49971 | Non-Lead - Other | Don't Know | After 2014 | Replaced in April 2025 CIP project | Unknown - Material Unknown | Before 1989 |  | Unknown |  |  |  | Single Family Residence |  |  |  | Tier 1 |  |  | Unknown | No Tier
1145170010004 | 1204 | Anne St | Houston | 77055 |  | 29.78861 | -95.517 | Lead | Don't Know | Unknown |  | Lead | Before 1989 |  | Lead |  |  |  | Single Family Residence |  |  |  | Tier 1 |  |  | Lead | No Tier
0761470040030 | 9017 | Elizabeth Rd | Houston | 77055 |  | 29.79069 | -95.51219 | Non-Lead | Don't Know | Unknown |  | Non-Lead | Between 1989 and 2014 |  | Non-Lead |  |  |  | Single Family Residence |  |  |  | Tier 5 |  |  | Non-Lead | No Tier
0925950000004 | 8834 | Winningham Ln | Houston | 77055 |  | 29.78889 | -95.5059 | Non-Lead | Don't Know | Unknown |  | Non-Lead | After 2014 |  | Non-Lead |  |  |  | Single Family Residence |  |  |  | Tier 5 |  |  | Non-Lead | No Tier
1089940000014 | 9025 | Larston St | Houston | 77055 |  | 29.79161 | -95.5124 | Non-Lead | Don't Know | Unknown |  | Unknown - Material Unknown | Before 1989 |  | Unknown |  |  |  | Single Family Residence |  |  |  | Tier 5 |  |  | Unknown | No Tier
1070080000009 | 8837 | Larston St | Houston | 77055 |  | 29.79153 | -95.50675 | Non-Lead | Don't Know | Unknown |  | Unknown - Material Unknown | Before 1989 |  | Unknown |  |  |  | Single Family Residence |  |  |  | Tier 5 |  |  | Unknown | No Tier
0975250000004 | 8614 | Cedarbrake Dr | Houston | 77055 |  | 29.7915 | -95.5014 | Lead | Don't Know | Unknown |  | Non-Lead | Between 1989 and 2014 |  | Lead |  |  |  | Single Family Residence |  |  |  | Tier 1 |  |  | Lead | No Tier
0810640000002 | 8719 | Cavell Ln | Houston | 77055 |  | 29.7857 | -95.50345 | Non-Lead | Don't Know | Unknown |  | Non-Lead | After 2014 |  | Non-Lead |  |  |  | Single Family Residence |  |  |  | Tier 5 |  |  | Non-Lead | No Tier
1169110000001 | 24 | Inverness Park Way | Houston | 77055 |  | 29.79306 | -95.50934 | Non-Lead | Don't Know | Unknown |  | Non-Lead | Between 1989 and 2014 |  | Non-Lead |  |  |  | Single Family Residence |  |  |  | Tier 5 |  |  | Non-Lead | No Tier
0805540000287 | 8313 | Leafy Ln | Houston | 77055 |  | 29.79249 | -95.4938 | Non-Lead | Don't Know | Unknown |  | Unknown - Material Unknown | Before 1989 |  | Unknown |  |  |  | Single Family Residence |  |  |  | Tier 5 |  |  | Unknown | No Tier
0803040000012 | 8910 | Bace Dr | Houston | 77055 |  | 29.78845 | -95.50893 | Non-Lead | Don't Know | Unknown |  | Unknown - Material Unknown | Before 1989 |  | Unknown |  |  |  | Single Family Residence |  |  |  | Tier 5 |  |  | Unknown | No Tier
1259850010007 | 16 | N Creekside Ct | Houston | 77055 |  | 29.78776 | -95.49457 | Non-Lead | Don't Know | Unknown |  | Non-Lead | Between 1989 and 2014 |  | Non-Lead |  |  |  | Single Family Residence |  |  |  | Tier 5 |  |  | Non-Lead | No Tier
1100270000008 | 8440 | Winningham Ln | Houston | 77055 |  | 29.78847 | -95.49844 | Non-Lead - Other | Don't Know | After 2014 | Replaced in April 2025 CIP project | Unknown - Material Unknown | Before 1989 |  | Unknown |  |  |  | Single Family Residence |  |  |  | Tier 1 |  |  | Unknown | No Tier
0791300100174 | 8432 | Raylin Dr | Houston | 77055 |  | 29.79358 | -95.49769 | Non-Lead | Don't Know | Unknown |  | Unknown - Material Unknown | Before 1989 |  | Unknown |  |  |  | Single Family Residence |  |  |  | Tier 5 |  |  | Unknown | No Tier
0810660000006 | 1007 | Teresa Dr | Houston | 77055 |  | 29.78557 | -95.50477 | Non-Lead | Don't Know | Unknown |  | Unknown - Material Unknown | Before 1989 |  | Unknown |  |  |  | Single Family Residence |  |  |  | Tier 5 |  |  | Unknown | No Tier
0761470020018 | 9005 | Randy Dr | Houston | 77055 |  | 29.78975 | -95.5111 | Non-Lead | Don't Know | Unknown |  | Non-Lead | After 2014 |  | Non-Lead |  |  |  | Single Family Residence |  |  |  | Tier 5 |  |  | Non-Lead | No Tier
1147030000002 | 1408 | Beutel Dr | Houston | 77055 |  | 29.79384 | -95.51116 | Lead | Don't Know | Unknown |  | Unknown - Material Unknown | Before 1989 |  | Lead |  |  |  | Single Family Residence |  |  |  | Tier 1 |  |  | Lead | No Tier
1259850010026 | 60 | N Creekside Ct | Houston | 77055 |  | 29.78727 | -95.49057 | Non-Lead | Don't Know | Unknown |  | Non-Lead | Between 1989 and 2014 |  | Non-Lead |  |  |  | Single Family Residence |  |  |  | Tier 5 |  |  | Non-Lead | No Tier
0822750000129 | 8821 | Burkhart Rd | Houston | 77055 |  | 29.78927 | -95.50537 | Non-Lead | Don't Know | Unknown |  | Non-Lead | After 2014 |  | Non-Lead |  |  |  | Single Family Residence |  |  |  | Tier 5 |  |  | Non-Lead | No Tier
1099060000026 | 9147 | Cardwell Dr | Houston | 77055 |  | 29.78707 | -95.51656 | Lead | Don't Know | Unknown |  | Lead | Before 1989 |  | Lead |  |  |  | Single Family Residence |  |  |  | Tier 1 |  |  | Lead | No Tier
1168270000010 | 9 | Inverness Park Way | Houston | 77055 |  | 29.79251 | -95.50818 | Non-Lead | Don't Know | Unknown |  | Unknown - Material Unknown | Before 1989 |  | Unknown |  |  |  | Single Family Residence |  |  |  | Tier 5 |  |  | Unknown | No Tier
0835850000009 | 8703 | Winningham Ln | Houston | 77055 |  | 29.78814 | -95.50169 | Non-Lead | Don't Know | Unknown |  | Unknown - Material Unknown | Before 1989 |  | Unknown |  |  |  | Single Family Residence |  |  |  | Tier 5 |  |  | Unknown | No Tier
0772490020013 | 1105 | Lone Star Dr | Houston | 77055 |  | 29.78731 | -95.513 | Non-Lead | Don't Know | Unknown |  | Non-Lead | Between 1989 and 2014 |  | Non-Lead |  |  |  | Single Family Residence |  |  |  | Tier 5 |  |  | Non-Lead | No Tier
0791300100183 | 8402 | Raylin Dr | Houston | 77055 |  | 29.79352 | -95.49578 | Non-Lead | Don't Know | Unknown |  | Unknown - Material Unknown | Before 1989 |  | Unknown |  |  |  | Single Family Residence |  |  |  | Tier 5 |  |  | Unknown | No Tier
1100330000039 | 8331 | Burkhart Cir | Houston | 77055 |  | 29.78896 | -95.49449 | Non-Lead - Other | Yes | After 2014 | Replaced in November 2024 as part of CIP project | Unknown - Material Unknown | Before 1989 |  | Unknown |  |  |  | Single Family Residence |  |  |  | Tier 1 |  |  | Unknown | No Tier
1156650000003 | 8511 | Cedarbrake Dr | Houston | 77055 |  | 29.79119 | -95.4997 | Lead | Don't Know | Unknown |  | Unknown - Material Unknown | Before 1989 |  | Lead |  |  |  | Single Family Residence |  |  |  | Tier 1 |  |  | Lead | No Tier
0925970000004 | 1014 | Ben Hur Dr | Houston | 77055 |  | 29.78586 | -95.50519 | Non-Lead | Don't Know | Unknown |  | Unknown - Material Unknown | Before 1989 |  | Unknown |  |  |  | Single Family Residence |  |  |  | Tier 5 |  |  | Unknown | No Tier
1100280000012 | 8401 | Winningham Ln | Houston | 77055 |  | 29.78833 | -95.49562 | Non-Lead - Other | Don't Know | After 2014 | Replaced in April 2025 CIP project | Lead | Before 1989 |  | Lead |  |  |  | Single Family Residence |  |  |  | Tier 1 |  |  | Lead | No Tier
0924690000002 | 8726 | Cedarspur Dr | Houston | 77055 |  | 29.79053 | -95.50327 | Non-Lead | Don't Know | Unknown |  | Unknown - Material Unknown | Before 1989 |  | Unknown |  |  |  | Single Family Residence |  |  |  | Tier 5 |  |  | Unknown | No Tier
0791300100167 | 8443 | Westview Dr | Houston | 77055 |  | 29.79376 | -95.49809 | Non-Lead | Don't Know | Unknown |  | Unknown - Material Unknown | Before 1989 |  | Unknown |  |  |  | Single Family Residence |  |  |  | Tier 5 |  |  | Unknown | No Tier
0791300120209 | 8405 | Raylin Dr | Houston | 77055 |  | 29.79307 | -95.49598 | Non-Lead | Don't Know | Unknown |  | Non-Lead | Between 1989 and 2014 |  | Non-Lead |  |  |  | Single Family Residence |  |  |  | Tier 5 |  |  | Non-Lead | No Tier
1100280000009 | 8413 | Winningham Ln | Houston | 77055 |  | 29.78833 | -95.49629 | Non-Lead - Other | Don't Know | After 2014 | Replaced in April 2025 CIP project | Unknown - Material Unknown | Before 1989 |  | Unknown |  |  |  | Single Family Residence |  |  |  | Tier 1 |  |  | Unknown | No Tier
0761470010004 | 9026 | Elizabeth Rd | Houston | 77055 |  | 29.79117 | -95.51286 | Non-Lead | Don't Know | Unknown |  | Non-Lead | Between 1989 and 2014 |  | Non-Lead |  |  |  | Single Family Residence |  |  |  | Tier 5 |  |  | Non-Lead | No Tier
0805480000214 | 1318 | Bingle Rd | Houston | 77055 |  | 29.79258 | -95.50014 | Non-Lead | Don't Know | Unknown |  | Unknown - Material Unknown | Before 1989 |  | Unknown |  |  |  | Single Family Residence |  |  |  | Tier 5 |  |  | Unknown | No Tier
0830790000004 | 8913 | Croes Dr | Houston | 77055 |  | 29.78935 | -95.50919 | Non-Lead | Don't Know | Unknown |  | Unknown - Material Unknown | Before 1989 |  | Unknown |  |  |  | Single Family Residence |  |  |  | Tier 5 |  |  | Unknown | No Tier
0975250000022 | 8609 | Cedarbrake Dr | Houston | 77055 |  | 29.79096 | -95.50117 | Lead | Don't Know | Unknown |  | Unknown - Material Unknown | Before 1989 |  | Lead |  |  |  | Single Family Residence |  |  |  | Tier 1 |  |  | Lead | No Tier
0805580000345 | 8316 | Cedarbrake Dr | Houston | 77055 |  | 29.79134 | -95.49399 | Non-Lead | Don't Know | Unknown |  | Non-Lead | Between 1989 and 2014 |  | Non-Lead |  |  |  | Single Family Residence |  |  |  | Tier 5 |  |  | Non-Lead | No Tier
0440340020387 | 8620 | Westview Dr | Houston | 77055 |  | 29.79421 | -95.50206 | Lead | Don't Know | Unknown |  | Unknown - Material Unknown | Before 1989 |  | Lead |  |  |  | Single Family Residence |  |  |  | Tier 1 |  |  | Lead | No Tier
1100270000002 | 8464 | Winningham Ln | Houston | 77055 |  | 29.78848 | -95.49995 | Non-Lead - Other | Don't Know | After 2014 | Replaced in April 2025 CIP project | Unknown - Material Unknown | Before 1989 |  | Unknown |  |  |  | Single Family Residence |  |  |  | Tier 1 |  |  | Unknown | No Tier
1289170020005 | 7 | Windsor Pl | Houston | 77055 |  | 29.79382 | -95.51245 | Non-Lead | Don't Know | Unknown |  | Non-Lead | Between 1989 and 2014 |  | Non-Lead |  |  |  | Single Family Residence |  |  |  | Tier 5 |  |  | Non-Lead | No Tier
1156640000009 | 8872 | Cedarspur Dr | Houston | 77055 |  | 29.79053 | -95.5068 | Lead | Don't Know | Unknown |  | Non-Lead - Other | Between 1989 and 2014 | Resident confirmed plumbing replaced in 2007 | Lead |  |  |  | Single Family Residence |  |  |  | Tier 1 |  |  | Lead | No Tier
0800550000012 | 8601 | Westview Dr | Houston | 77055 |  | 29.79352 | -95.50069 | Lead | Don't Know | Unknown |  | Unknown - Material Unknown | Before 1989 |  | Lead |  |  |  | Single Family Residence |  |  |  | Tier 1 |  |  | Lead | No Tier
1259850010001 | 2 | N Creekside Ct | Houston | 77055 |  | 29.78736 | -95.49518 | Non-Lead | Don't Know | Unknown |  | Non-Lead | Between 1989 and 2014 |  | Non-Lead |  |  |  | Single Family Residence |  |  |  | Tier 5 |  |  | Non-Lead | No Tier
0440340020027 | 8554 | Katy Freeway | Spring Valley Village | 77024 |  | 29.78561214121015 | -95.49594341326599 | Lead | Don't Know | Unknown |  | Unknown - Material Unknown | Before 1989 |  | Lead |  |  |  | Building | [6 empty] | Lead | No Tier
1154420000008 | 8801 | Echo Valley Dr | Houston | 77055 |  | 29.78559 | -95.50658 | Non-Lead | Don't Know | Unknown |  | Lead | Before 1989 |  | Lead |  |  |  | Single Family Residence |  |  |  | Tier 1 |  |  | Lead | No Tier
0761470040034 | 9001 | Elizabeth Rd | Houston | 77055 |  | 29.79065 | -95.51093 | Non-Lead | Don't Know | Unknown |  | Non-Lead | After 2014 |  | Non-Lead |  |  |  | Single Family Residence |  |  |  | Tier 5 |  |  | Non-Lead | No Tier
1259850010061 | 47 | N Creekside Ct | Houston | 77055 |  | 29.78749 | -95.49196 | Non-Lead | Don't Know | Unknown |  | Non-Lead | Between 1989 and 2014 |  | Non-Lead |  |  |  | Single Family Residence |  |  |  | Tier 5 |  |  | Non-Lead | No Tier
0791300110189 | 1331 | Neeley Dr | Houston | 77055 |  | 29.7934 | -95.49972 | Non-Lead | Don't Know | Unknown |  | Unknown - Material Unknown | Before 1989 |  | Unknown |  |  |  | Single Family Residence |  |  |  | Tier 5 |  |  | Unknown | No Tier
0791300090163 | 8440 | Westview Dr | Houston | 77055 |  | 29.7943 | -95.49809 | Non-Lead | Don't Know | Unknown |  | Unknown - Material Unknown | Before 1989 |  | Unknown |  |  |  | Single Family Residence |  |  |  | Tier 5 |  |  | Unknown | No Tier
1160470010023 | 10 | Woodsborough Cir | Houston | 77055 |  | 29.78793 | -95.49901 | Non-Lead | Don't Know | Unknown |  | Non-Lead | Between 1989 and 2014 |  | Non-Lead |  |  |  | Single Family Residence |  |  |  | Tier 5 |  |  | Non-Lead | No Tier
0833270000017 | 1322 | Beutel Dr | Houston | 77055 |  | 29.7931 | -95.51135 | Non-Lead | Don't Know | Unknown |  | Unknown - Material Unknown | Between 1989 and 2014 |  | Unknown |  |  |  | Single Family Residence |  |  |  | Tier 5 |  |  | Unknown | No Tier
0830790000001 | 8901 | Croes Dr | Houston | 77055 |  | 29.78914 | -95.50848 | Non-Lead | Don't Know | Unknown |  | Unknown - Material Unknown | Before 1989 |  | Unknown |  |  |  | Single Family Residence |  |  |  | Tier 5 |  |  | Unknown | No Tier
1289170030011 | 43 | Windsor Ct | Houston | 77055 |  | 29.79368 | -95.51354 | Non-Lead | Don't Know | Unknown |  | Non-Lead | Between 1989 and 2014 |  | Non-Lead |  |  |  | Single Family Residence |  |  |  | Tier 5 |  |  | Non-Lead | No Tier
1171690000003 | 3 | Village Oaks Ln | Houston | 77055 |  | 29.78955 | -95.51355 | Non-Lead | Don't Know | Unknown |  | Non-Lead | Between 1989 and 2014 |  | Non-Lead |  |  |  | Single Family Residence |  |  |  | Tier 5 |  |  | Non-Lead | No Tier
0791300080142 | 1409 | Neeley Dr | Houston | 77055 |  | 29.79452 | -95.49963 | Non-Lead | Don't Know | Unknown |  | Unknown - Material Unknown | Before 1989 |  | Unknown |  |  |  | Single Family Residence |  |  |  | Tier 5 |  |  | Unknown | No Tier
0805590000351 | 8333 | Cedarbrake Dr | Houston | 77055 |  | 29.79078 | -95.495 | Non-Lead | Don't Know | Unknown |  | Unknown - Material Unknown | Before 1989 |  | Unknown |  |  |  | Single Family Residence |  |  |  | Tier 5 |  |  | Unknown | No Tier
1289170030002 | 6 | Windsor Pl | Houston | 77055 |  | 29.7941 | -95.51253 | Non-Lead | Don't Know | Unknown |  | Non-Lead | Between 1989 and 2014 |  | Non-Lead |  |  |  | Single Family Residence |  |  |  | Tier 5 |  |  | Non-Lead | No Tier
0822730000095 | 8806 | Cedarspur Dr | Houston | 77055 |  | 29.79064 | -95.50416 | Non-Lead | Don't Know | Unknown |  | Non-Lead | After 2014 |  | Non-Lead |  |  |  | Single Family Residence |  |  |  | Tier 5 |  |  | Non-Lead | No Tier
0943250000004 | 8710 | Green Valley Dr | Houston | 77055 |  | 29.7877 | -95.50259 | Non-Lead | Don't Know | Unknown |  | Unknown - Material Unknown | Before 1989 |  | Unknown |  |  |  | Single Family Residence |  |  |  | Tier 5 |  |  | Unknown | No Tier
1100280000014 | 8357 | Winningham Ln | Houston | 77055 |  | 29.7882 | -95.49519 | Non-Lead - Other | Don't Know | Unknown | (CIP 2024) Service Line Replacement | Unknown - Material Unknown | Before 1989 |  | Unknown |  |  |  | Single Family Residence |  |  |  | Tier 1 |  |  | Lead | No Tier
0800620000040 | 1329 | Voss Rd | Houston | 77055 |  | 29.75297 | -95.50101 | Non-Lead | Don't Know | Unknown |  | Unknown - Material Unknown | Before 1989 |  | Unknown |  |  |  | Single Family Residence |  |  |  | Tier 5 |  |  | Unknown | No Tier
0912340000004 | 8717 | Burkhart Rd | Houston | 77055 |  | 29.78903 | -95.50272 | Non-Lead | Don't Know | Unknown |  | Unknown - Material Unknown | After 2014 |  | Unknown |  |  |  | Single Family Residence |  |  |  | Tier 5 |  |  | Unknown | No Tier
0805500000239 | 1 | Tal Ct | Houston | 77055 |  | 29.79233 | -95.49625 | Non-Lead | Don't Know | Unknown |  | Unknown - Material Unknown | Before 1989 |  | Unknown |  |  |  | Single Family Residence |  |  |  | Tier 5 |  |  | Unknown | No Tier
1302550010007 | 7 | Burkhart Forest Ct | Houston | 77055 |  | 29.78989 | -95.49627 | Non-Lead | Don't Know | Unknown |  | Non-Lead | Between 1989 and 2014 |  | Non-Lead |  |  |  | Single Family Residence |  |  |  | Tier 5 |  |  | Non-Lead | No Tier
1156650000007 | 8504 | Cedarbrake Dr | Houston | 77055 |  | 29.79065 | -95.49916 | Lead | Don't Know | Unknown |  | Unknown - Material Unknown | Before 1989 |  | Lead |  |  |  | Single Family Residence |  |  |  | Tier 1 |  |  | Lead | No Tier
1289170010002 | 38 | Windsor Ct | Houston | 77055 |  | 29.79332 | -95.51343 | Non-Lead | Don't Know | Unknown |  | Non-Lead | Between 1989 and 2014 |  | Non-Lead |  |  |  | Single Family Residence |  |  |  | Tier 5 |  |  | Non-Lead | No Tier
1302550010002 | 2 | Burkhart Forest Ct | Houston | 77055 |  | 29.78989 | -95.49565 | Non-Lead | Don't Know | Unknown |  | Non-Lead | Between 1989 and 2014 |  | Non-Lead |  |  |  | Single Family Residence |  |  |  | Tier 5 |  |  | Non-Lead | No Tier
1174640000009 | 8921 | Cardwell Dr | Houston | 77055 |  | 29.78769 | -95.50985 | Non-Lead | Don't Know | Unknown |  | Non-Lead | Between 1989 and 2014 |  | Non-Lead |  |  |  | Single Family Residence |  |  |  | Tier 5 |  |  | Non-Lead | No Tier
1157540000002 | 1422 | Bingle Rd | Houston | 77055 |  | 29.79487 | -95.50004 | Non-Lead | Don't Know | Unknown |  | Non-Lead | Between 1989 and 2014 |  | Non-Lead |  |  |  | Single Family Residence |  |  |  | Tier 5 |  |  | Non-Lead | No Tier
0780330010016 | 8622 | Merlin Dr | Houston | 77055 |  | 29.79227 | -95.50225 | Non-Lead | Don't Know | Unknown |  | Non-Lead | Between 1989 and 2014 |  | Non-Lead |  |  |  | Single Family Residence |  |  |  | Tier 5 |  |  | Non-Lead | No Tier
1171690000015 | 24 | Village Oaks Ln | Houston | 77055 |  | 29.78905 | -95.51064 | Non-Lead | Don't Know | Unknown |  | Non-Lead | Between 1989 and 2014 |  | Non-Lead |  |  |  | Single Family Residence |  |  |  | Tier 5 |  |  | Non-Lead | No Tier
0805500000226 | 1320 | Modiste St | Houston | 77055 |  | 29.79259 | -95.49814 | Non-Lead | Don't Know | Unknown |  | Unknown - Material Unknown | Before 1989 |  | Unknown |  |  |  | Single Family Residence |  |  |  | Tier 5 |  |  | Unknown | No Tier
0805530000264 | 8346 | Leafy Ln | Houston | 77055 |  | 29.79342 | -95.49501 | Non-Lead | Don't Know | Unknown |  | Non-Lead | Between 1989 and 2014 |  | Non-Lead |  |  |  | Single Family Residence |  |  |  | Tier 5 |  |  | Non-Lead | No Tier
1100330000026 | 1105 | Krist Dr | Houston | 77055 |  | 29.78881 | -95.49227 | Non-Lead - Other | Yes | After 2014 | Replaced November 2024 as a part of CIP project | Unknown - Material Unknown | Before 1989 |  | Unknown |  |  |  | Single Family Residence |  |  |  | Tier 1 |  |  | Unknown | No Tier
0791300080152 | 8412 | Lofland Dr | Houston | 77055 |  | 29.79502 | -95.49764 | Non-Lead | Don't Know | Unknown |  | Unknown - Material Unknown | Before 1989 |  | Unknown |  |  |  | Single Family Residence |  |  |  | Tier 5 |  |  | Unknown | No Tier
1099060000018 | 1014 | Bade St | Houston | 77055 |  | 29.78586 | -95.51785 | Non-Lead | Don't Know | Unknown |  | Unknown - Material Unknown | Before 1989 |  | Unknown |  |  |  | Single Family Residence |  |  |  | Tier 5 |  |  | Unknown | No Tier
0805520000251 | 8445 | Merlin Dr | Houston | 77055 |  | 29.79183 | -95.49816 | Non-Lead | Don't Know | Unknown |  | Non-Lead - Copper | Between 1989 and 2014 | Customer confirmed to city plumbing was replaced in 1998. | Non-Lead |  |  |  | Single Family Residence |  |  |  | Tier 5 |  |  | Non-Lead | No Tier
0791300100180 | 9 | Cam Ct | Houston | 77055 |  | 29.79395 | -95.49617 | Non-Lead | Don't Know | Unknown |  | Non-Lead | Between 1989 and 2014 |  | Non-Lead |  |  |  | Single Family Residence |  |  |  | Tier 5 |  |  | Non-Lead | No Tier
1070080000011 | 8845 | Larston St | Houston | 77055 |  | 29.79153 | -95.50729 | Non-Lead | Don't Know | Unknown |  | Lead | Before 1989 |  | Lead |  |  |  | Single Family Residence |  |  |  | Tier 1 |  |  | Lead | No Tier
1145170010010 | 9100 | Hilldale St. | Houston | 77055 |  | 29.78857 | -95.51593 | Lead | Don't Know | Unknown |  | Unknown - Material Unknown | Before 1989 |  | Lead |  |  |  | Single Family Residence |  |  |  | Tier 1 |  |  | Lead | No Tier
0800550000023 | 8718 | Lupton Ln | Houston | 77055 |  | 29.79315 | -95.50323 | Non-Lead | Don't Know | Unknown |  | Non-Lead | Between 1989 and 2014 |  | Non-Lead |  |  |  | Single Family Residence |  |  |  | Tier 5 |  |  | Non-Lead | No Tier
0791300080145 | 1421 | Neeley Dr | Houston | 77055 |  | 29.79521 | -95.49942 | Non-Lead | Don't Know | Unknown |  | Non-Lead | After 2014 |  | Non-Lead |  |  |  | Single Family Residence |  |  |  | Tier 5 |  |  | Non-Lead | No Tier
1173090000005 | 8 | Martin Ct | Houston | 77055 |  | 29.787 | -95.51926 | Non-Lead | Don't Know | Unknown |  | Non-Lead | Between 1989 and 2014 |  | Non-Lead |  |  |  | Single Family Residence |  |  |  | Tier 5 |  |  | Non-Lead | No Tier
0791300080151 | 8416 | Lofland Dr | Houston | 77055 |  | 29.79515 | -95.49787 | Non-Lead | Don't Know | Unknown |  | Unknown - Material Unknown | Before 1989 |  | Unknown |  |  |  | Single Family Residence |  |  |  | Tier 5 |  |  | Unknown | No Tier
0800570000012 | 8710 | Cedardale Dr | Houston | 77055 |  | 29.79525 | -95.50286 | Non-Lead | Don't Know | Unknown |  | Non-Lead | Between 1989 and 2014 |  | Non-Lead |  |  |  | Single Family Residence |  |  |  | Tier 5 |  |  | Non-Lead | No Tier
0822730000092 | 8805 | Cedarbrake Dr | Houston | 77055 |  | 29.79096 | -95.50428 | Non-Lead | Don't Know | Unknown |  | Non-Lead | Between 1989 and 2014 |  | Non-Lead |  |  |  | Single Family Residence |  |  |  | Tier 5 |  |  | Non-Lead | No Tier
0831210000001 | 8949 | Croes Dr | Houston | 77055 |  | 29.79099 | -95.5099 | Non-Lead | Don't Know | Unknown |  | Non-Lead | After 2014 |  | Non-Lead |  |  |  | Single Family Residence |  |  |  | Tier 5 |  |  | Non-Lead | No Tier
0835850000005 | 8714 | Winningham Ln | Houston | 77055 |  | 29.78865 | -95.50243 | Non-Lead | Don't Know | Unknown |  | Unknown - Material Unknown | Before 1989 |  | Unknown |  |  |  | Single Family Residence |  |  |  | Tier 5 |  |  | Unknown | No Tier
1100330000017 | 8312 | Burkhart Ct | Houston | 77055 |  | 29.78952 | -95.49361 | Non-Lead - Other | Yes | After 2014 | Replaced in November 2024 as part of CIP Project | Unknown - Material Unknown | Before 1989 |  | Unknown |  |  |  | Single Family Residence |  |  |  | Tier 1 |  |  | Unknown | No Tier
1076010000001 | 9126 | Hilldale St. | Houston | 77055 |  | 29.78844 | -95.51799 | Lead | Don't Know | Unknown |  | Lead | Before 1989 |  | Lead |  |  |  | Single Family Residence |  |  |  | Tier 1 |  |  | Lead | No Tier
0830790000012 | 8945 | Croes Dr | Houston | 77055 |  | 29.79078 | -95.5099 | Non-Lead | Don't Know | Unknown |  | Unknown - Material Unknown | Before 1989 |  | Unknown |  |  |  | Single Family Residence |  |  |  | Tier 5 |  |  | Unknown | No Tier
1168270000007 | 14 | Inverness Park Way | Houston | 77055 |  | 29.79281 | -95.50942 | Non-Lead | Don't Know | Unknown |  | Unknown - Material Unknown | Before 1989 |  | Unknown |  |  |  | Single Family Residence |  |  |  | Tier 5 |  |  | Unknown | No Tier
0975250000010 | 8638 | Cedarbrake Dr | Houston | 77055 |  | 29.79152 | -95.50272 | Lead | Don't Know | Unknown |  | Non-Lead | After 2014 |  | Lead |  |  |  | Single Family Residence |  |  |  | Tier 1 |  |  | Lead | No Tier
0805510000250 | 8501 | Merlin Dr | Houston | 77055 |  | 29.79183 | -95.49866 | Non-Lead | Don't Know | Unknown |  | Unknown - Material Unknown | Before 1989 |  | Unknown |  |  |  | Single Family Residence |  |  |  | Tier 5 |  |  | Unknown | No Tier
1160470010012 | 3 | Woodsborough Cir | Houston | 77055 |  | 29.7871 | -95.49858 | Non-Lead | Don't Know | Unknown |  | Non-Lead | Between 1989 and 2014 |  | Non-Lead |  |  |  | Single Family Residence |  |  |  | Tier 5 |  |  | Non-Lead | No Tier
0803040000009 | 2 | Fries Ct | Houston | 77055 |  | 29.78872 | -95.50935 | Non-Lead | Don't Know | Unknown |  | Non-Lead | After 2014 |  | Non-Lead |  |  |  | Single Family Residence |  |  |  | Tier 5 |  |  | Non-Lead | No Tier
1089940000002 | 9016 | Larston St | Houston | 77055 |  | 29.79217 | -95.51217 | Non-Lead | Don't Know | Unknown |  | Unknown - Unlikely Lead | Before 1989 |  | Unknown |  |  |  | Single Family Residence |  |  |  | Tier 5 |  |  | Unknown | No Tier
0800560000004 | 8709 | Cedardale Dr | Houston | 77055 |  | 29.79464 | -95.50281 | Non-Lead | Don't Know | Unknown |  | Unknown - Material Unknown | Before 1989 |  | Unknown |  |  |  | Single Family Residence |  |  |  | Tier 5 |  |  | Unknown | No Tier
0835850000007 | 8706 | Winningham Ln | Houston | 77055 |  | 29.78865 | -95.50194 | Non-Lead | Don't Know | Unknown |  | Non-Lead | After 2014 |  | Non-Lead |  |  |  | Single Family Residence |  |  |  | Tier 5 |  |  | Non-Lead | No Tier
1099070000002 | 8606 | Cedardale Dr | Houston | 77055 |  | 29.79544 | -95.50095 | Non-Lead | Don't Know | Unknown |  | Non-Lead | Between 1989 and 2014 |  | Non-Lead |  |  |  | Single Family Residence |  |  |  | Tier 5 |  |  | Non-Lead | No Tier
0833270000029 | 1325 | Mickey Way | Houston | 77055 |  | 29.79332 | -95.51086 | Non-Lead | Don't Know | Unknown |  | Unknown - Material Unknown | Before 1989 |  | Unknown |  |  |  | Single Family Residence |  |  |  | Tier 5 |  |  | Unknown | No Tier
0800620000037 | 8806 | Merlin Dr | Houston | 77055 |  | 29.7923 | -95.50419 | Non-Lead | Don't Know | Unknown |  | Non-Lead | Between 1989 and 2014 |  | Non-Lead |  |  |  | Single Family Residence |  |  |  | Tier 5 |  |  | Non-Lead | No Tier
0800560000007 | 8621 | Cedardale Dr | Houston | 77055 |  | 29.7947 | -95.50201 | Non-Lead | Don't Know | Unknown |  | Unknown - Material Unknown | Before 1989 |  | Unknown |  |  |  | Single Family Residence |  |  |  | Tier 5 |  |  | Unknown | No Tier
0805570000325 | 8417 | Cedarbrake Dr | Houston | 77055 |  | 29.79062 | -95.49663 | Non-Lead | Don't Know | Unknown |  | Non-Lead - Other | After 2014 | Resident updated plumbing in 2024 to PEX | Non-Lead |  |  |  | Single Family Residence |  |  |  | Tier 5 |  |  | Non-Lead | No Tier
0780330010014 | 8614 | Merlin Dr | Houston | 77055 |  | 29.79227 | -95.50163 | Non-Lead | Don't Know | Unknown |  | Non-Lead | Between 1989 and 2014 |  | Non-Lead |  |  |  | Single Family Residence |  |  |  | Tier 5 |  |  | Non-Lead | No Tier
0791300110192 | 1336 | Neeley Dr | Houston | 77055 |  | 29.79362 | -95.49913 | Non-Lead | Don't Know | Unknown |  | Unknown - Material Unknown | Before 1989 |  | Unknown |  |  |  | Single Family Residence |  |  |  | Tier 5 |  |  | Unknown | No Tier
1171360000001 | 8612 | Lanell Ln | Houston | 77055 |  | 29.7958 | -95.50127 | Non-Lead | Don't Know | Unknown |  | Non-Lead | Between 1989 and 2014 |  | Non-Lead |  |  |  | Single Family Residence |  |  |  | Tier 5 |  |  | Non-Lead | No Tier
1160470010010 | 25 | Woodsborough Cir | Houston | 77055 |  | 29.78708 | -95.49924 | Non-Lead | Don't Know | Unknown |  | Non-Lead | Between 1989 and 2014 |  | Non-Lead |  |  |  | Single Family Residence |  |  |  | Tier 5 |  |  | Non-Lead | No Tier
1145170010015 | 9117 | Hilldale St. | Houston | 77055 |  | 29.78799 | -95.51684 | Lead | Don't Know | Unknown |  | Unknown - Material Unknown | Before 1989 |  | Lead |  |  |  | Single Family Residence |  |  |  | Tier 1 |  |  | Lead | No Tier
1168270000006 | 12 | Inverness Park Way | Houston | 77055 |  | 29.79261 | -95.50857 | Non-Lead | Don't Know | Unknown |  | Unknown - Material Unknown | Before 1989 |  | Unknown |  |  |  | Single Family Residence |  |  |  | Tier 5 |  |  | Unknown | No Tier
1090320000006 | 6 | Wild Oak Cir | Houston | 77055 |  | 29.78645 | -95.50993 | Lead | Don't Know | Unknown |  | Unknown - Material Unknown | Before 1989 |  | Lead |  |  |  | Single Family Residence |  |  |  | Tier 1 |  |  | Lead | No Tier
1289170020008 | 23 | Windsor Ct | Houston | 77055 |  | 29.79363 | -95.51245 | Non-Lead | Don't Know | Unknown |  | Non-Lead | Between 1989 and 2014 |  | Non-Lead |  |  |  | Single Family Residence |  |  |  | Tier 5 |  |  | Non-Lead | No Tier
1100300000012 | 1214 | Krist Dr | Houston | 77055 |  | 29.7903 | -95.49225 | Non-Lead - Other | Yes | After 2014 | October 2024 replaced as part of CIP project | Unknown - Material Unknown | Before 1989 |  | Unknown |  |  |  | Single Family Residence |  |  |  | Tier 1 |  |  | Unknown | No Tier
1100330000002 | 8329 | Cedarspur Dr | Houston | 77055 |  | 29.78989 | -95.49453 | Non-Lead - Other | Yes | After 2014 | October 2024 replaced as part of CIP project | Unknown - Material Unknown | Before 1989 |  | Unknown |  |  |  | Single Family Residence |  |  |  | Tier 1 |  |  | Unknown | No Tier
1289170030008 | 30 | Windsor Pl | Houston | 77055 |  | 29.79391 | -95.51334 | Non-Lead | Don't Know | Unknown |  | Non-Lead | Between 1989 and 2014 |  | Non-Lead |  |  |  | Single Family Residence |  |  |  | Tier 5 |  |  | Non-Lead | No Tier
1168270000002 | 4 | Inverness Park Way | Houston | 77055 |  | 29.79261 | -95.50832 | Non-Lead | Don't Know | Unknown |  | Unknown - Material Unknown | Before 1989 |  | Unknown |  |  |  | Single Family Residence |  |  |  | Tier 5 |  |  | Unknown | No Tier
1099060000023 | 9142 | Penn Manor Ct | Houston | 77055 |  | 29.78635 | -95.51651 | Lead | Don't Know | Unknown |  | Non-Lead | Between 1989 and 2014 |  | Lead |  |  |  | Single Family Residence |  |  |  | Tier 1 |  |  | Lead | No Tier
0822750000130 | 8817 | Burkhart Rd | Houston | 77055 |  | 29.78928 | -95.50509 | Non-Lead | Don't Know | Unknown |  | Non-Lead | Between 1989 and 2014 |  | Non-Lead |  |  |  | Single Family Residence |  |  |  | Tier 5 |  |  | Non-Lead | No Tier
0835850000006 | 8710 | Winningham Ln | Houston | 77055 |  | 29.78865 | -95.50218 | Non-Lead | Don't Know | Unknown |  | Non-Lead - Plastic | Between 1989 and 2014 | Resident confirmed plumbing was updated to PVC in the early 2000&#39;s | Non-Lead |  |  |  | Single Family Residence |  |  |  | Tier 5 |  |  | Non-Lead | No Tier
0830790000009 | 8933 | Croes Dr | Houston | 77055 |  | 29.79017 | -95.5099 | Non-Lead | Don't Know | Unknown |  | Non-Lead | After 2014 |  | Non-Lead |  |  |  | Single Family Residence |  |  |  | Tier 5 |  |  | Non-Lead | No Tier
0924680000015 | 8725 | Cedarspur Dr | Houston | 77055 |  | 29.78992 | -95.50326 | Non-Lead | Don't Know | Unknown |  | Unknown - Material Unknown | Before 1989 |  | Unknown |  |  |  | Single Family Residence |  |  |  | Tier 5 |  |  | Unknown | No Tier
1171690000012 | 18 | Village Oaks Ln | Houston | 77055 |  | 29.78913 | -95.51174 | Non-Lead | Don't Know | Unknown |  | Non-Lead | Between 1989 and 2014 |  | Non-Lead |  |  |  | Single Family Residence |  |  |  | Tier 5 |  |  | Non-Lead | No Tier
0912350000006 | 8710 | Burkhart Rd | Houston | 77055 |  | 29.78951 | -95.50222 | Non-Lead | Don't Know | Unknown |  | Unknown - Material Unknown | Before 1989 |  | Unknown |  |  |  | Single Family Residence |  |  |  | Tier 5 |  |  | Unknown | No Tier
0943260000012 | 8703 | Green Valley Dr | Houston | 77055 |  | 29.78713 | -95.50202 | Non-Lead | Don't Know | Unknown |  | Non-Lead | After 2014 |  | Non-Lead |  |  |  | Single Family Residence |  |  |  | Tier 5 |  |  | Non-Lead | No Tier
1000390000011 | 9002 | Lupton Ct | Houston | 77055 |  | 29.79303 | -95.51241 | Non-Lead | Don't Know | Unknown |  | Unknown - Material Unknown | Before 1989 |  | Unknown |  |  |  | Single Family Residence |  |  |  | Tier 5 |  |  | Unknown | No Tier
0822740000103 | 8833 | Cedarspur Dr | Houston | 77055 |  | 29.79012 | -95.5057 | Non-Lead | Don't Know | Unknown |  | Unknown - Material Unknown | Before 1989 |  | Unknown |  |  |  | Single Family Residence |  |  |  | Tier 5 |  |  | Unknown | No Tier
0822740000104 | 8829 | Cedarspur Dr | Houston | 77055 |  | 29.79012 | -95.50547 | Non-Lead | Don't Know | Unknown |  | Unknown - Material Unknown | Before 1989 |  | Unknown |  |  |  | Single Family Residence |  |  |  | Tier 5 |  |  | Unknown | No Tier
0810340000068 | 8722 | Lanell Ln | Houston | 77055 |  | 29.79622 | -95.50397 | Non-Lead | Don't Know | Unknown |  | Unknown - Material Unknown | Before 1989 |  | Unknown |  |  |  | Single Family Residence |  |  |  | Tier 5 |  |  | Unknown | No Tier
1224840010007 | 8826 | Inverness Park Way | Houston | 77055 |  | 29.79276 | -95.50664 | Non-Lead | Don't Know | Unknown |  | Non-Lead | Between 1989 and 2014 |  | Non-Lead |  |  |  | Single Family Residence |  |  |  | Tier 5 |  |  | Non-Lead | No Tier
0800560000010 | 8609 | Cedardale Dr | Houston | 77055 |  | 29.79474 | -95.5012 | Non-Lead | Don't Know | Unknown |  | Non-Lead | After 2014 |  | Non-Lead |  |  |  | Single Family Residence |  |  |  | Tier 5 |  |  | Non-Lead | No Tier
0805580000331 | 1304 | Pech Rd | Houston | 77055 |  | 29.79151 | -95.49521 | Non-Lead | Don't Know | Unknown |  | Non-Lead | After 2014 |  | Non-Lead |  |  |  | Single Family Residence |  |  |  | Tier 5 |  |  | Non-Lead | No Tier
0835850000010 | 8707 | Winningham Ln | Houston | 77055 |  | 29.7881 | -95.50194 | Non-Lead | Don't Know | Unknown |  | Unknown - Material Unknown | Before 1989 |  | Unknown |  |  |  | Single Family Residence |  |  |  | Tier 5 |  |  | Unknown | No Tier
0805580000338 | 8309 | Merlin Dr | Houston | 77055 |  | 29.79172 | -95.49378 | Non-Lead | Don't Know | Unknown |  | Unknown - Material Unknown | Before 1989 |  | Unknown |  |  |  | Single Family Residence |  |  |  | Tier 5 |  |  | Unknown | No Tier
0810600000002 | 8806 | Winningham Ln | Houston | 77055 |  | 29.78892 | -95.50415 | Non-Lead | Don't Know | Unknown |  | Unknown - Material Unknown | Before 1989 |  | Unknown |  |  |  | Single Family Residence |  |  |  | Tier 5 |  |  | Unknown | No Tier
1100270000007 | 8444 | Winningham Ln | Houston | 77055 |  | 29.78846 | -95.4988 | Non-Lead - Other | Don't Know | After 2014 | Replaced in April 2025 CIP project | Non-Lead | Between 1989 and 2014 |  | Non-Lead |  |  |  | Single Family Residence |  |  |  | Tier 1 |  |  | Non-Lead | No Tier
0822730000094 | 8802 | Cedarspur Dr | Houston | 77055 |  | 29.79064 | -95.50393 | Non-Lead | Don't Know | Unknown |  | Unknown - Material Unknown | Before 1989 |  | Unknown |  |  |  | Single Family Residence |  |  |  | Tier 5 |  |  | Unknown | No Tier
0833260000013 | 9005 | Larston St | Houston | 77055 |  | 29.79156 | -95.51115 | Non-Lead | Don't Know | Unknown |  | Unknown - Material Unknown | Before 1989 |  | Unknown |  |  |  | Single Family Residence |  |  |  | Tier 5 |  |  | Unknown | No Tier
0805590000352 | 8329 | Cedarbrake Dr | Houston | 77055 |  | 29.79078 | -95.49477 | Non-Lead | Don't Know | Unknown |  | Non-Lead | After 2014 |  | Non-Lead |  |  |  | Single Family Residence |  |  |  | Tier 5 |  |  | Non-Lead | No Tier
1171690000001 | 15 | Village Oaks Ln | Houston | 77055 |  | 29.78948 | -95.51137 | Non-Lead | Don't Know | Unknown |  | Non-Lead | Between 1989 and 2014 |  | Non-Lead |  |  |  | Single Family Residence |  |  |  | Tier 5 |  |  | Non-Lead | No Tier
0872220000013 | 8829 | Croes Dr | Houston | 77055 |  | 29.78893 | -95.50747 | Lead | Don't Know | Unknown |  | Unknown - Material Unknown | Before 1989 |  | Lead |  |  |  | Single Family Residence |  |  |  | Tier 1 |  |  | Lead | No Tier
1124990000001 | 8601 | Cedarspur Dr | Houston | 77055 |  | 29.79001 | -95.5007 | Non-Lead - Other | Yes | After 2014 | (CIP 2025) Service Line Replacement | Unknown - Material Unknown | Before 1989 |  | Unknown |  |  |  | Single Family Residence |  |  |  | Tier 1 |  |  | Unknown | No Tier
1259850010040 | 76 | S Creekside Ct | Houston | 77055 |  | 29.78727 | -95.49394 | Non-Lead | Don't Know | Unknown |  | Non-Lead | Between 1989 and 2014 |  | Non-Lead |  |  |  | Single Family Residence |  |  |  | Tier 5 |  |  | Non-Lead | No Tier
1171690000016 | 26 | Village Oaks Ln | Houston | 77055 |  | 29.78911 | -95.51044 | Non-Lead | Don't Know | Unknown |  | Non-Lead | Between 1989 and 2014 |  | Non-Lead |  |  |  | Single Family Residence |  |  |  | Tier 5 |  |  | Non-Lead | No Tier
1267930010004 | 8404 | Katy Freeway | Spring Valley Village | 77024 |  | 29.785144499167586 | -95.49195607216168 | Non-Lead | Don't Know | Unknown |  | Non-Lead | Between 1989 and 2014 |  | Non-Lead |  |  |  | Building |  |  |  | Tier 5 |  |  | Non-Lead | No Tier
1340450010001 | 1306 | Caudle Dr | Houston | 77055 |  | 29.79316 | -95.5044 | Non-Lead | Don't Know | Unknown |  | Non-Lead | Between 1989 and 2014 |  | Non-Lead |  |  |  | Single Family Residence |  |  |  | Tier 5 |  |  | Non-Lead | No Tier
0841210000003 | 8866 | Cardwell Dr | Houston | 77055 |  | 29.78748 | -95.50748 | Non-Lead | Don't Know | Unknown |  | Non-Lead | Between 1989 and 2014 |  | Non-Lead |  |  |  | Single Family Residence |  |  |  | Tier 5 |  |  | Non-Lead | No Tier
1171370000003 | 10 | Inverness Park Way | Houston | 77055 |  | 29.7928 | -95.50911 | Non-Lead | Don't Know | Unknown |  | Non-Lead | Between 1989 and 2014 |  | Non-Lead |  |  |  | Single Family Residence |  |  |  | Tier 5 |  |  | Non-Lead | No Tier
0791300100171 | 8427 | Westview Dr | Houston | 77055 |  | 29.79418 | -95.49699 | Non-Lead | Don't Know | Unknown |  | Unknown - Material Unknown | Before 1989 |  | Unknown |  |  |  | Single Family Residence |  |  |  | Tier 5 |  |  | Unknown | No Tier
0780330010019 | 8634 | Merlin Dr | Houston | 77055 |  | 29.79229 | -95.50319 | Non-Lead | Don't Know | Unknown |  | Unknown - Material Unknown | Before 1989 |  | Unknown |  |  |  | Single Family Residence |  |  |  | Tier 5 |  |  | Unknown | No Tier
0803050000015 | 8901 | Bace Dr | Houston | 77055 |  | 29.78799 | -95.50845 | Non-Lead | Don't Know | Unknown |  | Non-Lead | After 2014 |  | Non-Lead |  |  |  | Single Family Residence |  |  |  | Tier 5 |  |  | Non-Lead | No Tier
0805500000235 | 14 | Tal Ct | Houston | 77055 |  | 29.79233 | -95.49672 | Non-Lead | Don't Know | Unknown |  | Unknown - Material Unknown | Before 1989 |  | Unknown |  |  |  | Single Family Residence |  |  |  | Tier 5 |  |  | Unknown | No Tier
1171690000014 | 22 | Village Oaks Ln | Houston | 77055 |  | 29.78912 | -95.51118 | Non-Lead | Don't Know | Unknown |  | Non-Lead | Between 1989 and 2014 |  | Non-Lead |  |  |  | Single Family Residence |  |  |  | Tier 5 |  |  | Non-Lead | No Tier
1089940000006 | 9032 | Larston St | Houston | 77055 |  | 29.79213 | -95.51317 | Non-Lead | Don't Know | Unknown |  | Unknown - Material Unknown | Before 1989 |  | Unknown |  |  |  | Single Family Residence |  |  |  | Tier 5 |  |  | Unknown | No Tier
0800590000007 | 1309 | Ben Hur Dr | Houston | 77055 |  | 29.79262 | -95.50624 | Non-Lead | Don't Know | Unknown |  | Non-Lead | Between 1989 and 2014 |  | Non-Lead |  |  |  | Single Family Residence |  |  |  | Tier 5 |  |  | Non-Lead | No Tier
1169110000006 | 34 | Inverness Park Way | Houston | 77055 |  | 29.79407 | -95.50945 | Non-Lead | Don't Know | Unknown |  | Non-Lead | Between 1989 and 2014 |  | Non-Lead |  |  |  | Single Family Residence |  |  |  | Tier 5 |  |  | Non-Lead | No Tier
1089940000011 | 9037 | Larston St | Houston | 77055 |  | 29.7916 | -95.51315 | Non-Lead | Don't Know | Unknown |  | Unknown - Material Unknown | Before 1989 |  | Unknown |  |  |  | Single Family Residence |  |  |  | Tier 5 |  |  | Unknown | No Tier
1373380000002 | 8868 | Butcher Ct | Houston | 77055 |  | 29.79379 | -95.50852 | Non-Lead | Don't Know | Unknown |  | Non-Lead | After 2014 |  | Non-Lead |  |  |  | Single Family Residence |  |  |  | Tier 5 |  |  | Non-Lead | No Tier
1099060000027 | 9151 | Cardwell Dr | Houston | 77055 |  | 29.78707 | -95.51678 | Lead | Don't Know | Unknown |  | Unknown - Material Unknown | Before 1989 |  | Lead |  |  |  | Single Family Residence |  |  |  | Tier 1 |  |  | Lead | No Tier
1100330000044 | 8332 | Burkhart Cir | Houston | 77055 |  | 29.7895 | -95.49451 | Non-Lead - Other | Yes | After 2014 | Replaced in November 2024 as part of CIP project | Unknown - Material Unknown | Before 1989 |  | Unknown |  |  |  | Single Family Residence |  |  |  | Tier 1 |  |  | Unknown | No Tier
1209480020001 | 1131 | Joshua Ln | Houston | 77055 |  | 30.00852 | -95.41166 | Non-Lead | Don't Know | Unknown |  | Non-Lead | Between 1989 and 2014 |  | Non-Lead |  |  |  | Single Family Residence |  |  |  | Tier 5 |  |  | Non-Lead | No Tier
1259850010037 | 23 | N Creekside Ct | Houston | 77055 |  | 29.78748 | -95.49409 | Non-Lead | Don't Know | Unknown |  | Non-Lead | Between 1989 and 2014 |  | Non-Lead |  |  |  | Single Family Residence |  |  |  | Tier 5 |  |  | Non-Lead | No Tier
0822750000133 | 8805 | Burkhart Rd | Houston | 77055 |  | 29.78929 | -95.50423 | Non-Lead | Don't Know | Unknown |  | Non-Lead | Between 1989 and 2014 |  | Non-Lead |  |  |  | Single Family Residence |  |  |  | Tier 5 |  |  | Non-Lead | No Tier
1289170020002 | 19 | Windsor Pl | Houston | 77055 |  | 29.79393 | -95.513 | Non-Lead | Don't Know | Unknown |  | Non-Lead | Between 1989 and 2014 |  | Non-Lead |  |  |  | Single Family Residence |  |  |  | Tier 5 |  |  | Non-Lead | No Tier
0991580000005 | 8918 | Echo Valley Dr | Houston | 77055 |  | 29.78609 | -95.5095 | Lead | Don't Know | Unknown |  | Unknown - Material Unknown | Before 1989 |  | Lead |  |  |  | Single Family Residence |  |  |  | Tier 1 |  |  | Lead | No Tier
1000390000009 | 1319 | Beutel Dr | Houston | 77055 |  | 29.79295 | -95.51199 | Lead | Don't Know | Unknown |  | Unknown - Material Unknown | Before 1989 |  | Lead |  |  |  | Single Family Residence |  |  |  | Tier 1 |  |  | Lead | No Tier
0800610000029 | 8826 | Merlin Dr | Houston | 77055 |  | 29.79329 | -95.50515 | Non-Lead | Don't Know | Unknown |  | Unknown - Material Unknown | Before 1989 |  | Unknown |  |  |  | Single Family Residence |  |  |  | Tier 5 |  |  | Unknown | No Tier
1061070000009 | 1313 | Spring Oaks Cir | Houston | 77055 |  | 29.79371 | -95.50723 | Non-Lead - Other | Don't Know | Unknown |  | Non-Lead | After 2014 |  | Non-Lead |  |  |  | Single Family Residence |  |  |  | Tier 1 |  |  | Non-Lead | No Tier
0805560000315 | 8402 | Cedarbrake Dr | Houston | 77055 |  | 29.79113 | -95.49573 | Non-Lead | Don't Know | Unknown |  | Non-Lead | After 2014 |  | Non-Lead |  |  |  | Single Family Residence |  |  |  | Tier 5 |  |  | Non-Lead | No Tier
0800630000046 | 8806 | Cedarbrake Dr | Houston | 77055 |  | 29.79146 | -95.50423 | Non-Lead | Don't Know | Unknown |  | Non-Lead | After 2014 |  | Non-Lead |  |  |  | Single Family Residence |  |  |  | Tier 5 |  |  | Non-Lead | No Tier
1154420000004 | 8817 | Echo Valley Dr | Houston | 77055 |  | 29.78538 | -95.50729 | Non-Lead | Don't Know | Unknown |  | Lead | Before 1989 |  | Lead |  |  |  | Single Family Residence |  |  |  | Tier 1 |  |  | Lead | No Tier
1052310010005 | 8814 | Echo Valley Dr | Houston | 77055 |  | 29.78569 | -95.50702 | Non-Lead | Don't Know | Unknown |  | Non-Lead | After 2014 |  | Non-Lead |  |  |  | Single Family Residence |  |  |  | Tier 5 |  |  | Non-Lead | No Tier
1112290000004 | 8849 | Cavell St | Houston | 77055 |  | 29.78617 | -95.50723 | Non-Lead | Don't Know | Unknown |  | Unknown - Material Unknown | Before 1989 |  | Unknown |  |  |  | Single Family Residence |  |  |  | Tier 5 |  |  | Unknown | No Tier
1259850010051 | 37 | N Creekside Ct | Houston | 77055 |  | 29.78749 | -95.49274 | Non-Lead | Don't Know | Unknown |  | Non-Lead | Between 1989 and 2014 |  | Non-Lead |  |  |  | Single Family Residence |  |  |  | Tier 5 |  |  | Non-Lead | No Tier
1171520010006 | 8814 | Heather Cir | Houston | 77055 |  | 29.78831 | -95.50697 | Non-Lead | Don't Know | Unknown |  | Non-Lead | Between 1989 and 2014 |  | Non-Lead |  |  |  | Single Family Residence |  |  |  | Tier 5 |  |  | Non-Lead | No Tier
1100310000010 | 8300 | Cedarspur Dr | Houston | 77055 |  | 29.79045 | -95.49304 | Non-Lead - Other | Yes | After 2014 | October 2024 replaced as part of CIP project | Unknown - Material Unknown | Before 1989 |  | Unknown |  |  |  | Single Family Residence |  |  |  | Tier 1 |  |  | Unknown | No Tier
0805560000301 | 8444 | Cedarbrake Dr | Houston | 77055 |  | 29.79111 | -95.49817 | Non-Lead | Don't Know | Unknown |  | Unknown - Material Unknown | Before 1989 |  | Unknown |  |  |  | Single Family Residence |  |  |  | Tier 5 |  |  | Unknown | No Tier
1151700000007 | 8851 | Merlin Ct | Houston | 77055 |  | 29.79319 | -95.50761 | Lead | Don't Know | Unknown |  | Unknown - Material Unknown | Before 1989 |  | Lead |  |  |  | Single Family Residence |  |  |  | Tier 1 |  |  | Lead | No Tier
0822750000121 | 1221 | Ben Hur Dr | Houston | 77055 |  | 29.79096 | -95.5062 | Non-Lead | Don't Know | Unknown |  | Unknown - Material Unknown | Before 1989 |  | Unknown |  |  |  | Single Family Residence |  |  |  | Tier 5 |  |  | Unknown | No Tier
0805500000232 | 2 | Tam Ct | Houston | 77055 |  | 29.7927 | -95.49718 | Non-Lead | Don't Know | Unknown |  | Unknown - Material Unknown | Before 1989 |  | Unknown |  |  |  | Single Family Residence |  |  |  | Tier 5 |  |  | Unknown | No Tier
1209480020014 | 1122 | Joshua Ln | Houston | 77055 |  | 30.00857 | -95.41102 | Non-Lead | Don't Know | Unknown |  | Non-Lead | Between 1989 and 2014 |  | Non-Lead |  |  |  | Single Family Residence |  |  |  | Tier 5 |  |  | Non-Lead | No Tier
1364990010001 | 8401 | Burkhart Rd | Houston | 77055 |  | 29.78902 | -95.49596 | Non-Lead - Other | Don't Know | After 2014 | (CIP 2025) Service Line Replacement | Non-Lead | After 2014 |  | Non-Lead |  |  |  | Single Family Residence |  |  |  | Tier 1 |  |  | Non-Lead | No Tier
0925950000005 | 8838 | Winningham Ln | Houston | 77055 |  | 29.78888 | -95.50615 | Non-Lead | Don't Know | Unknown |  | Non-Lead | After 2014 |  | Non-Lead |  |  |  | Single Family Residence |  |  |  | Tier 5 |  |  | Non-Lead | No Tier
0805530000266 | 8338 | Leafy Ln | Houston | 77055 |  | 29.79343 | -95.4946 | Non-Lead | Don't Know | Unknown |  | Non-Lead | Between 1989 and 2014 |  | Non-Lead |  |  |  | Single Family Residence |  |  |  | Tier 5 |  |  | Non-Lead | No Tier
0925950000006 | 8837 | Winningham Ln | Houston | 77055 |  | 29.7886 | -95.50613 | Non-Lead | Don't Know | Unknown |  | Non-Lead | Between 1989 and 2014 |  | Non-Lead |  |  |  | Single Family Residence |  |  |  | Tier 5 |  |  | Non-Lead | No Tier
0822730000091 | 8809 | Cedarbrake Dr | Houston | 77055 |  | 29.79096 | -95.50456 | Non-Lead | Don't Know | Unknown |  | Non-Lead | Between 1989 and 2014 |  | Non-Lead |  |  |  | Single Family Residence |  |  |  | Tier 5 |  |  | Non-Lead | No Tier
1145170010011 | 9101 | Hilldale St. | Houston | 77055 |  | 29.78818 | -95.51594 | Lead | Don't Know | Unknown |  | Lead | Before 1989 |  | Lead |  |  |  | Single Family Residence |  |  |  | Tier 1 |  |  | Lead | No Tier
0991580000003 | 8910 | Echo Valley Dr | Houston | 77055 |  | 29.78608 | -95.50896 | Lead | Don't Know | Unknown |  | Non-Lead | After 2014 |  | Lead |  |  |  | Single Family Residence |  |  |  | Tier 1 |  |  | Lead | No Tier
1289170020009 | 27 | Windsor Ct | Houston | 77055 |  | 29.79362 | -95.51261 | Non-Lead | Don't Know | Unknown |  | Non-Lead | Between 1989 and 2014 |  | Non-Lead |  |  |  | Single Family Residence |  |  |  | Tier 5 |  |  | Non-Lead | No Tier
0841210000001 | 8876 | Cardwell Dr | Houston | 77055 |  | 29.78748 | -95.508 | Non-Lead | Don't Know | Unknown |  | Unknown - Material Unknown | Before 1989 |  | Unknown |  |  |  | Single Family Residence |  |  |  | Tier 5 |  |  | Unknown | No Tier
0800610000030 | 8820 | Merlin Dr | Houston | 77055 |  | 29.79305 | -95.50499 | Non-Lead | Don't Know | Unknown |  | Non-Lead | Between 1989 and 2014 |  | Non-Lead |  |  |  | Single Family Residence |  |  |  | Tier 5 |  |  | Non-Lead | No Tier
0810320000057 | 1417 | Cedarbrook Dr | Houston | 77055 |  | 29.79506 | -95.50598 | Non-Lead | Don't Know | Unknown |  | Unknown - Material Unknown | Before 1989 |  | Unknown |  |  |  | Single Family Residence |  |  |  | Tier 5 |  |  | Unknown | No Tier
1099070000003 | 8602 | Cedardale Dr | Houston | 77055 |  | 29.79544 | -95.50067 | Non-Lead | Don't Know | Unknown |  | Non-Lead | Between 1989 and 2014 |  | Non-Lead |  |  |  | Single Family Residence |  |  |  | Tier 5 |  |  | Non-Lead | No Tier
0822740000114 | 8810 | Burkhart Rd | Houston | 77055 |  | 29.78981 | -95.50436 | Non-Lead | Don't Know | Unknown |  | Unknown - Material Unknown | Before 1989 |  | Unknown |  |  |  | Single Family Residence |  |  |  | Tier 5 |  |  | Unknown | No Tier
0800620000038 | 1321 | Voss Rd | Houston | 77055 |  | 29.75297 | -95.50101 | Non-Lead | Don't Know | Unknown |  | Unknown - Material Unknown | Before 1989 |  | Unknown |  |  |  | Single Family Residence |  |  |  | Tier 5 |  |  | Unknown | No Tier
1168960010003 | 8521 | Burkhart Rd | Houston | 77055 |  | 29.78901 | -95.49971 | Non-Lead | Don't Know | Unknown | (CIP 2024) Service Line Replacement | Non-Lead | Between 1989 and 2014 |  | Non-Lead |  |  |  | Single Family Residence |  |  |  | Tier 1 |  |  | Lead | No Tier
1315990010001 | 8844 | Larston St | Houston | 77055 |  | 29.79216 | -95.50709 | Non-Lead | Don't Know | Unknown |  | Non-Lead | Between 1989 and 2014 |  | Non-Lead |  |  |  | Single Family Residence |  |  |  | Tier 5 |  |  | Non-Lead | No Tier
0805550000294 | 1305 | Modiste St | Houston | 77055 |  | 29.79135 | -95.49875 | Non-Lead | Don't Know | Unknown |  | Unknown - Material Unknown | Before 1989 |  | Unknown |  |  |  | Single Family Residence |  |  |  | Tier 5 |  |  | Unknown | No Tier
0805540000290 | 8329 | Leafy Ln | Houston | 77055 |  | 29.79274 | -95.49441 | Non-Lead | Don't Know | Unknown |  | Unknown - Material Unknown | Before 1989 |  | Unknown |  |  |  | Single Family Residence |  |  |  | Tier 5 |  |  | Unknown | No Tier
1259850010020 | 48 | N Creekside Ct | Houston | 77055 |  | 29.78778 | -95.49168 | Non-Lead | Don't Know | Unknown |  | Non-Lead | Between 1989 and 2014 |  | Non-Lead |  |  |  | Single Family Residence |  |  |  | Tier 5 |  |  | Non-Lead | No Tier
1163870000001 | 8430 | Winningham Ln | Houston | 77055 |  | 29.78883 | -95.49745 | Non-Lead - Other | Don't Know | After 2014 | Replaced in April 2025 CIP project | Non-Lead | Between 1989 and 2014 |  | Non-Lead |  |  |  | Single Family Residence |  |  |  | Tier 1 |  |  | Non-Lead | No Tier
0831210000006 | 1303 | Fries Rd | Houston | 77055 |  | 29.79121 | -95.50869 | Non-Lead | Don't Know | Unknown |  | Unknown - Material Unknown | Before 1989 |  | Unknown |  |  |  | Single Family Residence |  |  |  | Tier 5 |  |  | Unknown | No Tier
1259850010045 | 31 | N Creekside Ct | Houston | 77055 |  | 29.7875 | -95.49348 | Non-Lead | Don't Know | Unknown |  | Non-Lead | Between 1989 and 2014 |  | Non-Lead |  |  |  | Single Family Residence |  |  |  | Tier 5 |  |  | Non-Lead | No Tier
0800620000032 | 1314 | Caudle Dr | Houston | 77055 |  | 29.7937 | -95.50436 | Non-Lead | Don't Know | Unknown |  | Unknown - Material Unknown | Before 1989 |  | Unknown |  |  |  | Single Family Residence |  |  |  | Tier 5 |  |  | Unknown | No Tier
0810630000009 | 1040 | Teresa Dr | Houston | 77055 |  | 29.78728 | -95.50454 | Non-Lead | Don't Know | Unknown |  | Unknown - Material Unknown | Before 1989 |  | Unknown |  |  |  | Single Family Residence |  |  |  | Tier 5 |  |  | Unknown | No Tier
0924680000016 | 8729 | Cedarspur Dr | Houston | 77055 |  | 29.78992 | -95.50349 | Non-Lead | Don't Know | Unknown |  | Unknown - Material Unknown | Before 1989 |  | Unknown |  |  |  | Single Family Residence |  |  |  | Tier 5 |  |  | Unknown | No Tier
1100330000035 | 8328 | Winningham Ln | Houston | 77055 |  | 29.78857 | -95.49421 | Non-Lead - Other | Yes | After 2014 | Replaced November 2024 as part of CIP project | Unknown - Material Unknown | Before 1989 |  | Unknown |  |  |  | Single Family Residence |  |  |  | Tier 1 |  |  | Unknown | No Tier
1135090000003 | 8601 | Burkhart Rd | Houston | 77055 |  | 29.78909 | -95.50117 | Lead | Don't Know | Unknown |  | Unknown - Material Unknown | Before 1989 |  | Lead |  |  |  | Single Family Residence |  |  |  | Tier 1 |  |  | Lead | No Tier
1319200010004 | 9150 | Penn Manor Ct | Houston | 77055 |  | 29.78652 | -95.51712 | Lead | Don't Know | Unknown |  | Non-Lead | Between 1989 and 2014 |  | Lead |  |  |  | Single Family Residence |  |  |  | Tier 1 |  |  | Lead | No Tier
1151700000005 | 8852 | Merlin Ct | Houston | 77055 |  | 29.79367 | -95.50763 | Lead | Don't Know | Unknown |  | Non-Lead | Between 1989 and 2014 |  | Lead |  |  |  | Single Family Residence |  |  |  | Tier 1 |  |  | Lead | No Tier
0791300110184 | 8521 | Westview Dr | Houston | 77055 |  | 29.79351 | -95.50011 | Non-Lead | Don't Know | Unknown |  | Non-Lead | Between 1989 and 2014 |  | Non-Lead |  |  |  | Single Family Residence |  |  |  | Tier 5 |  |  | Non-Lead | No Tier
0805570000318 | 8445 | Cedarbrake Dr | Houston | 77055 |  | 29.79061 | -95.49816 | Non-Lead | Don't Know | Unknown |  | Unknown - Material Unknown | Before 1989 |  | Unknown |  |  |  | Single Family Residence |  |  |  | Tier 5 |  |  | Unknown | No Tier
1100300000004 | 1108 | Krist Dr | Houston | 77055 |  | 29.78874 | -95.49142 | Non-Lead - Other | Yes | After 2014 | Replaced November 2024 as a part of CIP project | Unknown - Material Unknown | Before 1989 |  | Unknown |  |  |  | Single Family Residence |  |  |  | Tier 1 |  |  | Unknown | No Tier
1171520010005 | 8818 | Heather Cir | Houston | 77055 |  | 29.78837 | -95.50737 | Non-Lead | Don't Know | Unknown |  | Non-Lead | Between 1989 and 2014 |  | Non-Lead |  |  |  | Single Family Residence |  |  |  | Tier 5 |  |  | Non-Lead | No Tier
0772490040014 | 1113 | Traweek St | Houston | 77055 |  | 29.78754 | -95.51094 | Non-Lead | Don't Know | Unknown |  | Non-Lead | Between 1989 and 2014 |  | Non-Lead |  |  |  | Single Family Residence |  |  |  | Tier 5 |  |  | Non-Lead | No Tier
0805580000337 | 8313 | Merlin Dr | Houston | 77055 |  | 29.79172 | -95.494 | Non-Lead | Don't Know | Unknown |  | Unknown - Material Unknown | Before 1989 |  | Unknown |  |  |  | Single Family Residence |  |  |  | Tier 5 |  |  | Unknown | No Tier
1156640000002 | 8844 | Cedarspur Dr | Houston | 77055 |  | 29.78998 | -95.50773 | Lead | Don't Know | Unknown |  | Unknown - Material Unknown | Before 1989 |  | Lead |  |  |  | Single Family Residence |  |  |  | Tier 1 |  |  | Lead | No Tier
1100330000032 | 8316 | Winningham Ln | Houston | 77055 |  | 29.78859 | -95.49354 | Non-Lead - Other | Yes | After 2014 | Replaced November 2024 as part of CIP project | Unknown - Material Unknown | Before 1989 |  | Unknown |  |  |  | Single Family Residence |  |  |  | Tier 1 |  |  | Unknown | No Tier
1100300000013 | 1218 | Krist Dr | Houston | 77055 |  | 29.79038 | -95.49248 | Non-Lead - Other | Yes | After 2014 | October 2024 replaced as part of CIP project | Unknown - Material Unknown | Before 1989 |  | Unknown |  |  |  | Single Family Residence |  |  |  | Tier 1 |  |  | Unknown | No Tier
1100280000011 | 8405 | Winningham Ln | Houston | 77055 |  | 29.78833 | -95.49585 | Non-Lead - Other | Don't Know | After 2014 | Replaced in April 2025 CIP project | Unknown - Material Unknown | Before 1989 |  | Unknown |  |  |  | Single Family Residence |  |  |  | Tier 1 |  |  | Unknown | No Tier
1099060000017 | 9151 | Penn Manor Ct | Houston | 77055 |  | 29.78591 | -95.51735 | Lead | Don't Know | Unknown |  | Unknown - Material Unknown | Before 1989 |  | Lead |  |  |  | Single Family Residence |  |  |  | Tier 1 |  |  | Lead | No Tier
1061070000006 | 1301 | Spring Oaks Cir | Houston | 77055 |  | 29.79307 | -95.50712 | Lead | Don't Know | Unknown |  | Unknown - Material Unknown | Before 1989 |  | Lead |  |  |  | Single Family Residence |  |  |  | Tier 1 |  |  | Lead | No Tier
1100300000005 | 1112 | Krist Dr | Houston | 77055 |  | 29.78893 | -95.49139 | Non-Lead - Other | Yes | After 2014 | Replaced November 2024 as a part of CIP project | Unknown - Material Unknown | Before 1989 |  | Unknown |  |  |  | Single Family Residence |  |  |  | Tier 1 |  |  | Unknown | No Tier
1112290000010 | 8848 | Cavell St | Houston | 77055 |  | 29.78665 | -95.50723 | Non-Lead | Don't Know | Unknown |  | Unknown - Material Unknown | Before 1989 |  | Unknown |  |  |  | Single Family Residence |  |  |  | Tier 5 |  |  | Unknown | No Tier
1171520010008 | 8806 | Heather Cir | Houston | 77055 |  | 29.78804 | -95.50655 | Non-Lead | Don't Know | Unknown |  | Non-Lead | Between 1989 and 2014 |  | Non-Lead |  |  |  | Single Family Residence |  |  |  | Tier 5 |  |  | Non-Lead | No Tier
1169110000010 | 27 | Inverness Park Way | Houston | 77055 |  | 29.79337 | -95.50989 | Non-Lead | Don't Know | Unknown |  | Non-Lead | Between 1989 and 2014 |  | Non-Lead |  |  |  | Single Family Residence |  |  |  | Tier 5 |  |  | Non-Lead | No Tier
0805580000342 | 1303 | Krist Dr | Houston | 77055 |  | 29.7913 | -95.49325 | Non-Lead | Don't Know | Unknown |  | Non-Lead | Between 1989 and 2014 |  | Non-Lead |  |  |  | Single Family Residence |  |  |  | Tier 5 |  |  | Non-Lead | No Tier
1124990000002 | 8605 | Cedarspur Dr | Houston | 77055 |  | 29.79001 | -95.50096 | Non-Lead - Other | Don't Know | After 2014 | (CIP 2025) Service Line Replacement | Unknown - Material Unknown | Before 1989 |  | Unknown |  |  |  | Single Family Residence |  |  |  | Tier 1 |  |  | Unknown | No Tier
1160470010024 | 8 | Woodsborough Cir | Houston | 77055 |  | 29.78793 | -95.49873 | Non-Lead | Don't Know | Unknown |  | Non-Lead | Between 1989 and 2014 |  | Non-Lead |  |  |  | Single Family Residence |  |  |  | Tier 5 |  |  | Non-Lead | No Tier
1171690000011 | 16 | Village Oaks Ln | Houston | 77055 |  | 29.78913 | -95.51199 | Non-Lead | Don't Know | Unknown |  | Non-Lead | Between 1989 and 2014 |  | Non-Lead |  |  |  | Single Family Residence |  |  |  | Tier 5 |  |  | Non-Lead | No Tier
1289170010009 | 10 | Windsor Ct | Houston | 77055 |  | 29.79364 | -95.512 | Non-Lead | Don't Know | Unknown |  | Non-Lead | Between 1989 and 2014 |  | Non-Lead |  |  |  | Single Family Residence |  |  |  | Tier 5 |  |  | Non-Lead | No Tier
0800560000003 | 8713 | Cedardale Dr | Houston | 77055 |  | 29.79464 | -95.50308 | Non-Lead | Don't Know | Unknown |  | Non-Lead | Between 1989 and 2014 |  | Non-Lead |  |  |  | Single Family Residence |  |  |  | Tier 5 |  |  | Non-Lead | No Tier
0805540000285 | 8310 | Merlin Dr | Houston | 77055 |  | 29.79225 | -95.49394 | Non-Lead | Don't Know | Unknown |  | Unknown - Material Unknown | Before 1989 |  | Unknown |  |  |  | Single Family Residence |  |  |  | Tier 5 |  |  | Unknown | No Tier
1100310000002 | 8332 | Cedarspur Dr | Houston | 77055 |  | 29.79041 | -95.49496 | Non-Lead - Other | Yes | After 2014 | October 2024 replaced as part of CIP project | Unknown - Material Unknown | Before 1989 |  | Unknown |  |  |  | Single Family Residence |  |  |  | Tier 1 |  |  | Unknown | No Tier
1100280000006 | 8425 | Winningham Ln | Houston | 77055 |  | 29.78832 | -95.49696 | Non-Lead - Other | Don't Know | After 2014 | Replaced in April 2025 CIP project | Unknown - Material Unknown | Before 1989 |  | Unknown |  |  |  | Single Family Residence |  |  |  | Tier 1 |  |  | Unknown | No Tier
0800600000023 | 1251 | Caudle Dr | Houston | 77055 |  | 29.79225 | -95.50526 | Non-Lead | Don't Know | Unknown |  | Unknown - Material Unknown | Before 1989 |  | Unknown |  |  |  | Single Family Residence |  |  |  | Tier 5 |  |  | Unknown | No Tier
0833270000020 | 1310 | Beutel Dr | Houston | 77055 |  | 29.79243 | -95.51139 | Non-Lead | Don't Know | Unknown |  | Non-Lead | Between 1989 and 2014 |  | Non-Lead |  |  |  | Single Family Residence |  |  |  | Tier 5 |  |  | Non-Lead | No Tier
1124990000005 | 8614 | Cedarspur Dr | Houston | 77055 |  | 29.79052 | -95.50144 | Non-Lead - Other | Don't Know | After 2014 | (CIP 2025) Service Line Replacement | Unknown - Material Unknown | Before 1989 |  | Unknown |  |  |  | Single Family Residence |  |  |  | Tier 1 |  |  | Unknown | No Tier
0912340000003 | 8721 | Burkhart Rd | Houston | 77055 |  | 29.78903 | -95.50297 | Non-Lead | Don't Know | Unknown |  | Unknown - Material Unknown | Before 1989 |  | Unknown |  |  |  | Single Family Residence |  |  |  | Tier 5 |  |  | Unknown | No Tier
0810660000008 | 8860 | Westview Dr | Houston | 77055 |  | 41.61056366154622 | -87.78922573105763 | Non-Lead | Don't Know | Unknown |  | Unknown - Material Unknown | Between 1989 and 2014 |  | Unknown |  |  |  | Other |  |  |  | Tier 5 |  |  | Unknown | No Tier
0924680000011 | 8709 | Cedarspur Dr | Houston | 77055 |  | 29.78992 | -95.50229 | Non-Lead | Don't Know | Unknown |  | Unknown - Material Unknown | Before 1989 |  | Unknown |  |  |  | Single Family Residence |  |  |  | Tier 5 |  |  | Unknown | No Tier
1112290000001 | 8861 | Cavell St | Houston | 77055 |  | 29.78617 | -95.50799 | Non-Lead | Don't Know | Unknown |  | Unknown - Material Unknown | Before 1989 |  | Unknown |  |  |  | Single Family Residence |  |  |  | Tier 5 |  |  | Unknown | No Tier
1124990000007 | 8604 | Cedarspur Dr | Houston | 77055 |  | 29.79055 | -95.50096 | Non-Lead - Other | Don't Know | After 2014 | (CIP 2025) Service Line Replacement | Unknown - Material Unknown | Before 1989 |  | Unknown |  |  |  | Single Family Residence |  |  |  | Tier 1 |  |  | Unknown | No Tier
0791300080138 | 1406 | Bingle Rd | Houston | 77055 |  | 29.79425 | -95.50012 | Non-Lead | Don't Know | Unknown |  | Unknown - Material Unknown | Before 1989 |  | Unknown |  |  |  | Single Family Residence |  |  |  | Tier 5 |  |  | Unknown | No Tier
1171520010009 | 8802 | Heather Cir | Houston | 77055 |  | 29.78776 | -95.5066 | Non-Lead | Don't Know | Unknown |  | Non-Lead | Between 1989 and 2014 |  | Non-Lead |  |  |  | Single Family Residence |  |  |  | Tier 5 |  |  | Non-Lead | No Tier
0805560000309 | 8416 | Cedarbrake Dr | Houston | 77055 |  | 29.79112 | -95.49669 | Non-Lead | Don't Know | Unknown |  | Non-Lead | After 2014 |  | Non-Lead |  |  |  | Single Family Residence |  |  |  | Tier 5 |  |  | Non-Lead | No Tier
1151700000003 | 8860 | Merlin Ct | Houston | 77055 |  | 29.7937 | -95.50805 | Lead | Don't Know | Unknown |  | Unknown - Material Unknown | Before 1989 |  | Lead |  |  |  | Single Family Residence |  |  |  | Tier 1 |  |  | Lead | No Tier
1171690000006 | 6 | Village Oaks Ln | Houston | 77055 |  | 29.78911 | -95.51315 | Non-Lead | Don't Know | Unknown |  | Non-Lead | Between 1989 and 2014 |  | Non-Lead |  |  |  | Single Family Residence |  |  |  | Tier 5 |  |  | Non-Lead | No Tier
0800570000008 | 8617 | Lanell Ln | Houston | 77055 |  | 29.79566 | -95.5018 | Non-Lead | Don't Know | Unknown |  | Non-Lead | Between 1989 and 2014 |  | Non-Lead |  |  |  | Single Family Residence |  |  |  | Tier 5 |  |  | Non-Lead | No Tier
0810660000002 | 1025 | Teresa Dr | Houston | 77055 |  | 29.78642 | -95.50477 | Non-Lead | Don't Know | Unknown |  | Unknown - Material Unknown | Before 1989 |  | Unknown |  |  |  | Single Family Residence |  |  |  | Tier 5 |  |  | Unknown | No Tier
1169110000016 | 15 | Inverness Park Way | Houston | 77055 |  | 29.79235 | -95.50929 | Non-Lead | Don't Know | Unknown |  | Non-Lead | Between 1989 and 2014 |  | Non-Lead |  |  |  | Single Family Residence |  |  |  | Tier 5 |  |  | Non-Lead | No Tier
0925950000014 | 1118 | Ben Hur Dr | Houston | 77055 |  | 29.78813 | -95.50562 | Non-Lead | Don't Know | Unknown |  | Unknown - Material Unknown | Before 1989 |  | Unknown |  |  |  | Single Family Residence |  |  |  | Tier 5 |  |  | Unknown | No Tier
0800600000024 | 8817 | Merlin Dr | Houston | 77055 |  | 29.79243 | -95.50514 | Non-Lead | Don't Know | Unknown |  | Unknown - Material Unknown | Before 1989 |  | Unknown |  |  |  | Single Family Residence |  |  |  | Tier 5 |  |  | Unknown | No Tier
0833270000031 | 1333 | Mickey Way | Houston | 77055 |  | 29.79381 | -95.51076 | Non-Lead | Don't Know | Unknown |  | Unknown - Material Unknown | Before 1989 |  | Unknown |  |  |  | Single Family Residence |  |  |  | Tier 5 |  |  | Unknown | No Tier
0822730000100 | 8826 | Cedarspur Dr | Houston | 77055 |  | 29.79063 | -95.50526 | Non-Lead | Don't Know | Unknown |  | Non-Lead | After 2014 |  | Non-Lead |  |  |  | Single Family Residence |  |  |  | Tier 5 |  |  | Non-Lead | No Tier
1259850010053 | 39 | N Creekside Ct | Houston | 77055 |  | 29.78749 | -95.49259 | Non-Lead | Don't Know | Unknown |  | Non-Lead | Between 1989 and 2014 |  | Non-Lead |  |  |  | Single Family Residence |  |  |  | Tier 5 |  |  | Non-Lead | No Tier
0975250000007 | 8626 | Cedarbrake Dr | Houston | 77055 |  | 29.7915 | -95.50206 | Lead | Don't Know | Unknown |  | Non-Lead | After 2014 |  | Lead |  |  |  | Single Family Residence |  |  |  | Tier 1 |  |  | Lead | No Tier
0791300110194 | 1328 | Neeley Dr | Houston | 77055 |  | 29.7932 | -95.49913 | Non-Lead | Don't Know | Unknown |  | Non-Lead | Between 1989 and 2014 |  | Non-Lead |  |  |  | Single Family Residence |  |  |  | Tier 5 |  |  | Non-Lead | No Tier
1209480020011 | 1110 | Joshua Ln | Houston | 77055 |  | 30.00833 | -95.41145 | Non-Lead | Don't Know | Unknown |  | Non-Lead | Between 1989 and 2014 |  | Non-Lead |  |  |  | Single Family Residence |  |  |  | Tier 5 |  |  | Non-Lead | No Tier
0800630010001 | 8816 | Merlin Dr | Houston | 77055 |  | 29.79272 | -95.5046 | Non-Lead | Don't Know | Unknown |  | Non-Lead | After 2014 |  | Non-Lead |  |  |  | Single Family Residence |  |  |  | Tier 5 |  |  | Non-Lead | No Tier
0805600000361 | 1306 | Krist Dr | Houston | 77055 |  | 29.79173 | -95.49243 | Non-Lead | Don't Know | Unknown |  | Non-Lead | Between 1989 and 2014 |  | Non-Lead |  |  |  | Single Family Residence |  |  |  | Tier 5 |  |  | Non-Lead | No Tier
0805580000330 | 1306 | Pech Rd | Houston | 77055 |  | 29.79176 | -95.49521 | Non-Lead | Don't Know | Unknown |  | Unknown - Material Unknown | Before 1989 |  | Unknown |  |  |  | Single Family Residence |  |  |  | Tier 5 |  |  | Unknown | No Tier
1169110000014 | 19 | Inverness Park Way | Houston | 77055 |  | 29.79238 | -95.50988 | Non-Lead | Don't Know | Unknown |  | Non-Lead | Between 1989 and 2014 |  | Non-Lead |  |  |  | Single Family Residence |  |  |  | Tier 5 |  |  | Non-Lead | No Tier
1224840010008 | 8822 | Inverness Park Way | Houston | 77055 |  | 29.79252 | -95.50662 | Non-Lead | Don't Know | Unknown |  | Non-Lead | Between 1989 and 2014 |  | Non-Lead |  |  |  | Single Family Residence |  |  |  | Tier 5 |  |  | Non-Lead | No Tier
0803050010001 | 1118 | Traweek St | Houston | 77055 |  | 29.78793 | -95.51037 | Non-Lead | Don't Know | Unknown |  | Non-Lead | After 2014 |  | Non-Lead |  |  |  | Single Family Residence |  |  |  | Tier 5 |  |  | Non-Lead | No Tier
0791300080139 | 8522 | Westview Dr | Houston | 77055 |  | 29.79405 | -95.50012 | Non-Lead | Don't Know | Unknown |  | Unknown - Material Unknown | Before 1989 |  | Unknown |  |  |  | Single Family Residence |  |  |  | Tier 5 |  |  | Unknown | No Tier
1168270000014 | 1 | Inverness Park Way | Houston | 77055 |  | 29.7924 | -95.50747 | Non-Lead | Don't Know | Unknown |  | Unknown - Material Unknown | Before 1989 |  | Unknown |  |  |  | Single Family Residence |  |  |  | Tier 5 |  |  | Unknown | No Tier
0833270000024 | 1305 | Mickey Way | Houston | 77055 |  | 29.7922 | -95.51096 | Non-Lead | Don't Know | Unknown |  | Non-Lead | Between 1989 and 2014 |  | Non-Lead |  |  |  | Single Family Residence |  |  |  | Tier 5 |  |  | Non-Lead | No Tier
0800580000005 | 8702 | Lanell Ln | Houston | 77055 |  | 29.79631 | -95.50234 | Non-Lead | Don't Know | Unknown |  | Non-Lead | Between 1989 and 2014 |  | Non-Lead |  |  |  | Single Family Residence |  |  |  | Tier 5 |  |  | Non-Lead | No Tier
1100280000004 | 8431 | Winningham Ln | Houston | 77055 |  | 29.78832 | -95.4974 | Non-Lead - Other | Don't Know | After 2014 | Replaced in April 2025 CIP project | Unknown - Material Unknown | Before 1989 |  | Unknown |  |  |  | Single Family Residence |  |  |  | Tier 1 |  |  | Unknown | No Tier
1171690000010 | 14 | Village Oaks Ln | Houston | 77055 |  | 29.78913 | -95.51223 | Non-Lead | Don't Know | Unknown |  | Non-Lead | Between 1989 and 2014 |  | Non-Lead |  |  |  | Single Family Residence |  |  |  | Tier 5 |  |  | Non-Lead | No Tier
0805490000219 | 1320 | Neeley Dr | Houston | 77055 |  | 29.79259 | -95.49915 | Non-Lead | Don't Know | Unknown |  | Non-Lead | Between 1989 and 2014 |  | Non-Lead |  |  |  | Single Family Residence |  |  |  | Tier 5 |  |  | Non-Lead | No Tier
1267930010002 | 8408 | Katy Freeway | Spring Valley Village | 77024 |  | 29.78530488713612 | -95.49265942492282 | Non-Lead | Don't Know | Unknown |  | Non-Lead | Between 1989 and 2014 |  | Non-Lead |  |  |  | Building |  |  |  | Tier 5 |  |  | Non-Lead | No Tier
0791300100178 | 1 | Cam Ct | Houston | 77055 |  | 29.79382 | -95.49679 | Non-Lead | Don't Know | Unknown |  | Unknown - Material Unknown | Before 1989 |  | Unknown |  |  |  | Single Family Residence |  |  |  | Tier 5 |  |  | Unknown | No Tier
1000390000012 | 9006 | Lupton Ct | Houston | 77055 |  | 29.79307 | -95.51261 | Non-Lead | Don't Know | Unknown |  | Non-Lead | After 2014 |  | Non-Lead |  |  |  | Single Family Residence |  |  |  | Tier 5 |  |  | Non-Lead | No Tier
1160470010007 | 19 | Woodsborough Cir | Houston | 77055 |  | 29.78701 | -95.50001 | Non-Lead | Don't Know | Unknown |  | Non-Lead | Between 1989 and 2014 |  | Non-Lead |  |  |  | Single Family Residence |  |  |  | Tier 5 |  |  | Non-Lead | No Tier
0810350000069 | 8725 | Lanell Ln | Houston | 77055 |  | 29.79566 | -95.50392 | Non-Lead | Don't Know | Unknown |  | Unknown - Material Unknown | Before 1989 |  | Unknown |  |  |  | Single Family Residence |  |  |  | Tier 5 |  |  | Unknown | No Tier
0800550000014 | 8606 | Lupton Ln | Houston | 77055 |  | 29.79313 | -95.50096 | Non-Lead | Don't Know | Unknown |  | Unknown - Material Unknown | Before 1989 |  | Unknown |  |  |  | Single Family Residence |  |  |  | Tier 5 |  |  | Unknown | No Tier
1100290000010 | 8321 | Winningham Ln | Houston | 77055 |  | 29.78808 | -95.49299 | Non-Lead - Other | Yes | After 2014 | Replaced November 2024 as a part of CIP project | Unknown - Material Unknown | Before 1989 |  | Unknown |  |  |  | Single Family Residence |  |  |  | Tier 1 |  |  | Unknown | No Tier
1089940000009 | 9045 | Larston St | Houston | 77055 |  | 29.79163 | -95.51358 | Non-Lead | Don't Know | Unknown |  | Unknown - Material Unknown | Before 1989 |  | Unknown |  |  |  | Single Family Residence |  |  |  | Tier 5 |  |  | Unknown | No Tier
0805570000319 | 8441 | Cedarbrake Dr | Houston | 77055 |  | 29.79061 | -95.49791 | Non-Lead | Don't Know | Unknown |  | Unknown - Material Unknown | Before 1989 |  | Unknown |  |  |  | Single Family Residence |  |  |  | Tier 5 |  |  | Unknown | No Tier
1100270000004 | 8456 | Winningham Ln | Houston | 77055 |  | 29.78846 | -95.49948 | Non-Lead - Other | Don't Know | After 2014 | Replaced in April 2025 CIP project | Unknown - Material Unknown | Before 1989 |  | Unknown |  |  |  | Single Family Residence |  |  |  | Tier 1 |  |  | Unknown | No Tier
1145170010012 | 9105 | Hilldale St. | Houston | 77055 |  | 29.78804 | -95.51598 | Lead | Don't Know | Unknown |  | Non-Lead - Plastic | Between 1989 and 2014 | Resident replaced plumbing in 2013 | Lead |  |  |  | Single Family Residence |  |  |  | Tier 1 |  |  | Lead | No Tier
0800600000021 | 1243 | Caudle Dr | Houston | 77055 |  | 29.79167 | -95.50528 | Non-Lead | Don't Know | Unknown |  | Non-Lead | Between 1989 and 2014 |  | Non-Lead |  |  |  | Single Family Residence |  |  |  | Tier 5 |  |  | Non-Lead | No Tier
0805580000332 | 1302 | Pech Rd | Houston | 77055 |  | 29.79125 | -95.4952 | Non-Lead | Don't Know | Unknown |  | Unknown - Material Unknown | Before 1989 |  | Unknown |  |  |  | Single Family Residence |  |  |  | Tier 5 |  |  | Unknown | No Tier
0810330000061 | 1426 | Cedarbrook Dr | Houston | 77055 |  | 29.79585 | -95.50587 | Non-Lead | Don't Know | Unknown |  | Unknown - Material Unknown | Before 1989 |  | Unknown |  |  |  | Single Family Residence |  |  |  | Tier 5 |  |  | Unknown | No Tier
1099060000024 | 1107 | Anne St | Houston | 77055 |  | 29.78653 | -95.51659 | Lead | Don't Know | Unknown |  | Unknown - Material Unknown | Before 1989 |  | Lead |  |  |  | Single Family Residence |  |  |  | Tier 1 |  |  | Lead | No Tier
1160470010014 | 7 | Woodsborough Cir | Houston | 77055 |  | 29.78749 | -95.49881 | Non-Lead | Don't Know | Unknown |  | Non-Lead | Between 1989 and 2014 |  | Non-Lead |  |  |  | Single Family Residence |  |  |  | Tier 5 |  |  | Non-Lead | No Tier
0805560000302 | 8440 | Cedarbrake Dr | Houston | 77055 |  | 29.79111 | -95.49792 | Non-Lead | Don't Know | Unknown |  | Unknown - Material Unknown | Before 1989 |  | Unknown |  |  |  | Single Family Residence |  |  |  | Tier 5 |  |  | Unknown | No Tier
0800560000014 | 8714 | Westview Dr | Houston | 77055 |  | 29.79418 | -95.5032 | Lead | Don't Know | Unknown |  | Non-Lead | After 2014 |  | Lead |  |  |  | Single Family Residence |  |  |  | Tier 1 |  |  | Lead | No Tier
0841220000006 | 8855 | Cardwell Dr | Houston | 77055 |  | 29.78699 | -95.50673 | Non-Lead | Don't Know | Unknown |  | Unknown - Material Unknown | Before 1989 |  | Unknown |  |  |  | Single Family Residence |  |  |  | Tier 5 |  |  | Unknown | No Tier
1089940000008 | 9040 | Larston St | Houston | 77055 |  | 29.79206 | -95.51358 | Non-Lead | Don't Know | Unknown |  | Unknown - Material Unknown | Before 1989 |  | Unknown |  |  |  | Single Family Residence |  |  |  | Tier 5 |  |  | Unknown | No Tier
0810370000085 | 1406 | Cedarbrook Dr | Houston | 77055 |  | 29.7945 | -95.50479 | Non-Lead | Don't Know | Unknown |  | Unknown - Material Unknown | Before 1989 |  | Unknown |  |  |  | Single Family Residence |  |  |  | Tier 5 |  |  | Unknown | No Tier
0803040000007 | 10 | Fries Ct | Houston | 77055 |  | 29.78901 | -95.5097 | Non-Lead | Don't Know | Unknown |  | Non-Lead | After 2014 |  | Non-Lead |  |  |  | Single Family Residence |  |  |  | Tier 5 |  |  | Non-Lead | No Tier
1100330000003 | 8325 | Cedarspur Dr | Houston | 77055 |  | 29.78989 | -95.49431 | Non-Lead - Other | Yes | After 2014 | October 2024 replaced as part of CIP project | Unknown - Material Unknown | Before 1989 |  | Unknown |  |  |  | Single Family Residence |  |  |  | Tier 1 |  |  | Unknown | No Tier
1154420000001 | 8829 | Echo Valley Dr | Houston | 77055 |  | 29.78537 | -95.50798 | Non-Lead | Don't Know | Unknown |  | Lead | Before 1989 |  | Lead |  |  |  | Single Family Residence |  |  |  | Tier 1 |  |  | Lead | No Tier
1061070000010 | 1317 | Spring Oaks Cir | Houston | 77055 |  | 29.79398 | -95.50724 | Lead | Don't Know | Unknown |  | Unknown - Material Unknown | Before 1989 |  | Lead |  |  |  | Single Family Residence |  |  |  | Tier 1 |  |  | Lead | No Tier
0800590000010 | 1245 | Ben Hur Dr | Houston | 77055 |  | 29.79188 | -95.50623 | Non-Lead | Don't Know | Unknown |  | Non-Lead | Between 1989 and 2014 |  | Non-Lead |  |  |  | Single Family Residence |  |  |  | Tier 5 |  |  | Non-Lead | No Tier
0805530000270 | 8322 | Leafy Ln | Houston | 77055 |  | 29.79309 | -95.49356 | Non-Lead | Don't Know | Unknown |  | Non-Lead | After 2014 |  | Non-Lead |  |  |  | Single Family Residence |  |  |  | Tier 5 |  |  | Non-Lead | No Tier
1124990000004 | 8613 | Cedarspur Dr | Houston | 77055 |  | 29.79004 | -95.50144 | Non-Lead - Other | Don't Know | Unknown | (CIP 2025) Service Line Replacement | Unknown - Material Unknown | Before 1989 |  | Unknown |  |  |  | Single Family Residence |  |  |  | Tier 1 |  |  | Unknown | No Tier
0791300110198 | 1327 | Modiste St | Houston | 77055 |  | 29.7932 | -95.49873 | Non-Lead | Don't Know | Unknown |  | Unknown - Material Unknown | Before 1989 |  | Unknown |  |  |  | Single Family Residence |  |  |  | Tier 5 |  |  | Unknown | No Tier
1168960010001 | 8529 | Burkhart Rd | Houston | 77055 |  | 29.789 | -95.50021 | Non-Lead | Don't Know | Unknown | (CIP 2024) Service Line Replacement | Non-Lead | Between 1989 and 2014 |  | Non-Lead |  |  |  | Single Family Residence |  |  |  | Tier 1 |  |  | Lead | No Tier
0772490050006 | 1026 | Traweek St | Houston | 77055 |  | 29.7865 | -95.51033 | Non-Lead | Don't Know | Unknown |  | Non-Lead | After 2014 |  | Non-Lead |  |  |  | Single Family Residence |  |  |  | Tier 5 |  |  | Non-Lead | No Tier
0791300100170 | 8431 | Westview Dr | Houston | 77055 |  | 29.79408 | -95.49721 | Non-Lead | Don't Know | Unknown |  | Unknown - Material Unknown | Before 1989 |  | Unknown |  |  |  | Single Family Residence |  |  |  | Tier 5 |  |  | Unknown | No Tier
1101544871546 | 6 | Gens Ct. | Houston | 77055 |  |  |  | Non-Lead | No | After 2014 |  | Non-Lead | After 2014 |  | Non-Lead |  |  |  | Single Family Residence | [6 empty] | Non-Lead
1101544871547 | 8606 | Burkhart Rd. | Houston | 77055 |  |  |  | Non-Lead | No | After 2014 |  | Non-Lead | After 2014 |  | Non-Lead |  |  |  | Single Family Residence | [6 empty] | Non-Lead

## Lead (resident side) - Non Lead
Location Information | [7 empty] | System-Owned Portion |  |  |  | Customer-Owned Portion |  |  | Entire Service Line | Other Potential Sources of Lead |  |  | Additional Information to Assign Tap Monitoring Tiering |  |  |  |  | Lead Service Line Replacement (LSLR)
Unique Service Line ID* | Street Number | Street Name* | City* | Zip Code* | Other Location Identifier | GPS Coordinate - Latitude (decimal degrees) | GPS Coordinates - Longitude (decimal degrees) | System-Owned Portion Service Line Material Classification* | If Non-Lead, Was Material Ever Previously Lead? | Service Line Installation Date | Notes | Customer-Owned Portion Service Line Material Classification* | Service Line Installation Date | Notes | Entire Service Line Material Classification (by Water System) | Is there a Lead Connector? | Is there Lead Solder in the Service Line? | List Other Fittings and Equipment Connected to the Service Line that Contain Lead | Building Type Connected to Service Line | Point-of-Entry or Point-of-Use Treatment Present? | Does the Interior Building Plumbing Contain Copper Pipes with Lead Solder Installed Before July 1, 1988? | Current LCR Sampling Site? | Sample Site Selection Criteria (Site Tier) | Date of System-Owned LSLR | Date of Customer-Owned LSLR | LSL Category in Inventory | Sample Site Tier
0660530000029 | 1241 | Fries Rd | Houston | 77055 |  | 29.7899 | -95.50873 | Non-Lead | Don't Know | Unknown |  | Lead | Before 1989 |  | Lead |  |  |  | Single Family Residence |  |  |  | Tier 1 |  |  | Lead | No Tier
1100290000009 | 8325 | Winningham Ln | Houston | 77055 |  | 29.78808 | -95.49321 | Non-Lead - Other | Yes | After 2014 | Replaced November 2024 as a part of CIP project | Lead | Before 1989 |  | Lead |  |  |  | Single Family Residence |  |  |  | Tier 1 |  |  | Lead | No Tier
1070080000012 | 8849 | Larston St | Houston | 77055 |  | 29.79153 | -95.50754 | Non-Lead | Don't Know | Unknown |  | Lead | Before 1989 |  | Lead |  |  |  | Single Family Residence |  |  |  | Tier 1 |  |  | Lead | No Tier
1070080000016 | 8848 | Larston St | Houston | 77055 |  | 29.79204 | -95.50729 | Non-Lead | Don't Know | Unknown |  | Lead | Before 1989 |  | Lead |  |  |  | Single Family Residence |  |  |  | Tier 1 |  |  | Lead | No Tier
1112290000006 | 8841 | Cavell St | Houston | 77055 |  | 29.78622 | -95.50658 | Non-Lead | Don't Know | Unknown |  | Lead | Before 1989 |  | Lead |  |  |  | Single Family Residence |  |  |  | Tier 1 |  |  | Lead | No Tier
1154420000005 | 8813 | Echo Valley Dr | Houston | 77055 |  | 29.78538 | -95.50706 | Non-Lead | Don't Know | Unknown |  | Lead | Before 1989 |  | Lead |  |  |  | Single Family Residence |  |  |  | Tier 1 |  |  | Lead | No Tier
0803040000013 | 8906 | Bace Dr | Houston | 77055 |  | 29.78844 | -95.50869 | Non-Lead | Don't Know | Unknown |  | Lead | Before 1989 |  | Lead |  |  |  | Single Family Residence |  |  |  | Tier 1 |  |  | Lead | No Tier
1112290000011 | 8852 | Cavell St | Houston | 77055 |  | 29.78665 | -95.50748 | Non-Lead | Don't Know | Unknown |  | Lead | Before 1989 |  | Lead |  |  |  | Single Family Residence |  |  |  | Tier 1 |  |  | Lead | No Tier
1154420000007 | 8805 | Echo Valley Dr | Houston | 77055 |  | 29.78539 | -95.50655 | Non-Lead | Don't Know | Unknown |  | Lead | Before 1989 |  | Lead |  |  |  | Single Family Residence |  |  |  | Tier 1 |  |  | Lead | No Tier
1151700000002 | 1394 | Fries Rd | Houston | 77055 |  | 29.79403 | -95.50795 | Non-Lead | Don't Know | Unknown |  | Lead | Before 1989 |  | Lead |  |  |  | Single Family Residence |  |  |  | Tier 1 |  |  | Lead | No Tier
1112290000013 | 8860 | Cavell St | Houston | 77055 |  | 29.78665 | -95.508 | Non-Lead | Don't Know | Unknown |  | Lead | Before 1989 |  | Lead |  |  |  | Single Family Residence |  |  |  | Tier 1 |  |  | Lead | No Tier
0660530000042 | 1262 | Fries Rd | Houston | 77055 |  | 29.79099 | -95.50746 | Non-Lead | Don't Know | Unknown |  | Lead | Before 1989 |  | Lead |  |  |  | Single Family Residence |  |  |  | Tier 1 |  |  | Lead | No Tier
1157530000007 | 8436 | Winningham Ln | Houston | 77055 |  | 29.78885 | -95.49804 | Non-Lead - Other | Don't Know | After 2014 | Replaced in April 2025 CIP project | Lead | Before 1989 |  | Lead |  |  |  | Single Family Residence |  |  |  | Tier 1 |  |  | Lead | No Tier
1100280000005 | 8429 | Winningham Ln | Houston | 77055 |  | 29.78832 | -95.49718 | Non-Lead - Other | Don't Know | After 2014 | Replaced in April 2025 CIP project | Lead | Before 1989 |  | Lead |  |  |  | Single Family Residence |  |  |  | Tier 1 |  |  | Lead | No Tier
1154420000006 | 8809 | Echo Valley Dr | Houston | 77055 |  | 29.78533 | -95.50676 | Non-Lead | Don't Know | Unknown |  | Lead | Before 1989 |  | Lead |  |  |  | Single Family Residence |  |  |  | Tier 1 |  |  | Lead | No Tier
1100280000012 | 8401 | Winningham Ln | Houston | 77055 |  | 29.78833 | -95.49562 | Non-Lead - Other | Don't Know | After 2014 | Replaced in April 2025 CIP project | Lead | Before 1989 |  | Lead |  |  |  | Single Family Residence |  |  |  | Tier 1 |  |  | Lead | No Tier
1154420000008 | 8801 | Echo Valley Dr | Houston | 77055 |  | 29.78559 | -95.50658 | Non-Lead | Don't Know | Unknown |  | Lead | Before 1989 |  | Lead |  |  |  | Single Family Residence |  |  |  | Tier 1 |  |  | Lead | No Tier
1070080000011 | 8845 | Larston St | Houston | 77055 |  | 29.79153 | -95.50729 | Non-Lead | Don't Know | Unknown |  | Lead | Before 1989 |  | Lead |  |  |  | Single Family Residence |  |  |  | Tier 1 |  |  | Lead | No Tier
1154420000004 | 8817 | Echo Valley Dr | Houston | 77055 |  | 29.78538 | -95.50729 | Non-Lead | Don't Know | Unknown |  | Lead | Before 1989 |  | Lead |  |  |  | Single Family Residence |  |  |  | Tier 1 |  |  | Lead | No Tier
1154420000001 | 8829 | Echo Valley Dr | Houston | 77055 |  | 29.78537 | -95.50798 | Non-Lead | Don't Know | Unknown |  | Lead | Before 1989 |  | Lead |  |  |  | Single Family Residence |  |  |  | Tier 1 |  |  | Lead | No Tier

## City & Res Lead
Location Information | [7 empty] | System-Owned Portion |  |  |  | Customer-Owned Portion |  |  | Entire Service Line | Other Potential Sources of Lead |  |  | Additional Information to Assign Tap Monitoring Tiering |  |  |  |  | Lead Service Line Replacement (LSLR)
Unique Service Line ID* | Street Number | Street Name* | City* | Zip Code* | Other Location Identifier | GPS Coordinate - Latitude (decimal degrees) | GPS Coordinates - Longitude (decimal degrees) | System-Owned Portion Service Line Material Classification* | If Non-Lead, Was Material Ever Previously Lead? | Service Line Installation Date | Notes | Customer-Owned Portion Service Line Material Classification* | Service Line Installation Date | Notes | Entire Service Line Material Classification (by Water System) | Is there a Lead Connector? | Is there Lead Solder in the Service Line? | List Other Fittings and Equipment Connected to the Service Line that Contain Lead | Building Type Connected to Service Line | Point-of-Entry or Point-of-Use Treatment Present? | Does the Interior Building Plumbing Contain Copper Pipes with Lead Solder Installed Before July 1, 1988? | Current LCR Sampling Site? | Sample Site Selection Criteria (Site Tier) | Date of System-Owned LSLR | Date of Customer-Owned LSLR | LSL Category in Inventory | Sample Site Tier
1099060000013 | 9135 | Penn Manor Ct | Houston | 77055 |  | 29.78594 | -95.51621 | Lead | Don't Know | Unknown |  | Lead | Before 1989 |  | Lead |  |  |  | Single Family Residence |  |  |  | Tier 1 |  |  | Lead | No Tier
0991580000008 | 8927 | Echo Valley Dr | Houston | 77055 |  | 29.78565 | -95.50995 | Lead | Don't Know | Unknown |  | Lead | Before 1989 |  | Lead |  |  |  | Single Family Residence |  |  |  | Tier 1 |  |  | Lead | No Tier
0975250000023 | 8605 | Cedarbrake Dr | Houston | 77055 |  | 29.79096 | -95.50095 | Lead | Don't Know | Unknown |  | Lead | Before 1989 |  | Lead |  |  |  | Single Family Residence |  |  |  | Tier 1 |  |  | Lead | No Tier
0975250000015 | 8639 | Cedarbrake Dr | Houston | 77055 |  | 29.79094 | -95.50288 | Lead | Don't Know | Unknown |  | Lead | Before 1989 |  | Lead |  |  |  | Single Family Residence |  |  |  | Tier 1 |  |  | Lead | No Tier
1156640000006 | 8860 | Cedarspur Dr | Houston | 77055 |  | 29.79 | -95.50662 | Lead | Don't Know | Unknown |  | Lead | Before 1989 |  | Lead |  |  |  | Single Family Residence |  |  |  | Tier 1 |  |  | Lead | No Tier
0991580000004 | 8914 | Echo Valley Dr | Houston | 77055 |  | 29.78608 | -95.50922 | Lead | Don't Know | Unknown |  | Lead | Before 1989 |  | Lead |  |  |  | Single Family Residence |  |  |  | Tier 1 |  |  | Lead | No Tier
1145170010001 | 1201 | Anne St | Houston | 77055 |  | 29.78819 | -95.51738 | Lead | Don't Know | Unknown |  | Lead | Before 1989 |  | Lead |  |  |  | Single Family Residence |  |  |  | Tier 1 |  |  | Lead | No Tier
1156640000005 | 8856 | Cedarspur Dr | Houston | 77055 |  | 29.79 | -95.50692 | Lead | Don't Know | Unknown |  | Lead | Before 1989 |  | Lead |  |  |  | Single Family Residence |  |  |  | Tier 1 |  |  | Lead | No Tier
1156640000008 | 8868 | Cedarspur Dr | Houston | 77055 |  | 29.79052 | -95.50662 | Lead | Don't Know | Unknown |  | Lead | Before 1989 |  | Lead |  |  |  | Single Family Residence |  |  |  | Tier 1 |  |  | Lead | No Tier
1156640000010 | 8876 | Cedarspur Dr | Houston | 77055 |  | 29.79051 | -95.50709 | Lead | Don't Know | Unknown |  | Lead | Before 1989 |  | Lead |  |  |  | Single Family Residence |  |  |  | Tier 1 |  |  | Lead | No Tier
1156640000003 | 8848 | Cedarspur Dr | Houston | 77055 |  | 29.78999 | -95.50747 | Lead | Don't Know | Unknown |  | Lead | Before 1989 |  | Lead |  |  |  | Single Family Residence |  |  |  | Tier 1 |  |  | Lead | No Tier
1156650000009 | 8512 | Cedarbrake Dr | Houston | 77055 |  | 29.79064 | -95.4997 | Lead | Don't Know | Unknown |  | Lead | Before 1989 |  | Lead |  |  |  | Single Family Residence |  |  |  | Tier 1 |  |  | Lead | No Tier
1156650000005 | 8503 | Cedarbrake Dr | Houston | 77055 |  | 29.79119 | -95.49922 | Lead | Don't Know | Unknown |  | Lead | Before 1989 |  | Lead |  |  |  | Single Family Residence |  |  |  | Tier 1 |  |  | Lead | No Tier
1090320000005 | 5 | Wild Oak Cir | Houston | 77055 |  | 29.78681 | -95.50993 | Lead | Don't Know | Unknown |  | Lead | Before 1989 |  | Lead |  |  |  | Single Family Residence |  |  |  | Tier 1 |  |  | Lead | No Tier
0975250000008 | 8630 | Cedarbrake Dr | Houston | 77055 |  | 29.7915 | -95.50235 | Lead | Don't Know | Unknown |  | Lead | Before 1989 |  | Lead |  |  |  | Single Family Residence |  |  |  | Tier 1 |  |  | Lead | No Tier
1167630000002 | 9163 | Cardwell Dr | Houston | 77055 |  | 29.78703 | -95.51746 | Lead | Don't Know | Unknown |  | Lead | Before 1989 |  | Lead |  |  |  | Single Family Residence |  |  |  | Tier 1 |  |  | Lead | No Tier
0991580000013 | 8907 | Echo Valley Dr | Houston | 77055 |  | 29.78561 | -95.50869 | Lead | Don't Know | Unknown |  | Lead | Before 1989 |  | Lead |  |  |  | Single Family Residence |  |  |  | Tier 1 |  |  | Lead | No Tier
1156650000011 | 8520 | Cedarbrake Dr | Houston | 77055 |  | 29.79064 | -95.5002 | Lead | Don't Know | Unknown |  | Lead | Before 1989 |  | Lead |  |  |  | Single Family Residence |  |  |  | Tier 1 |  |  | Lead | No Tier
0975250000021 | 8615 | Cedarbrake Dr | Houston | 77055 |  | 29.79096 | -95.50139 | Lead | Don't Know | Unknown |  | Lead | Before 1989 |  | Lead |  |  |  | Single Family Residence |  |  |  | Tier 1 |  |  | Lead | No Tier
1145170010004 | 1204 | Anne St | Houston | 77055 |  | 29.78861 | -95.517 | Lead | Don't Know | Unknown |  | Lead | Before 1989 |  | Lead |  |  |  | Single Family Residence |  |  |  | Tier 1 |  |  | Lead | No Tier
1099060000026 | 9147 | Cardwell Dr | Houston | 77055 |  | 29.78707 | -95.51656 | Lead | Don't Know | Unknown |  | Lead | Before 1989 |  | Lead |  |  |  | Single Family Residence |  |  |  | Tier 1 |  |  | Lead | No Tier
1076010000001 | 9126 | Hilldale St. | Houston | 77055 |  | 29.78844 | -95.51799 | Lead | Don't Know | Unknown |  | Lead | Before 1989 |  | Lead |  |  |  | Single Family Residence |  |  |  | Tier 1 |  |  | Lead | No Tier
1145170010011 | 9101 | Hilldale St. | Houston | 77055 |  | 29.78818 | -95.51594 | Lead | Don't Know | Unknown |  | Lead | Before 1989 |  | Lead |  |  |  | Single Family Residence |  |  |  | Tier 1 |  |  | Lead | No Tier

## Lead (City Side) Unknown resid
Location Information | [7 empty] | System-Owned Portion |  |  |  | Customer-Owned Portion |  |  | Entire Service Line | Other Potential Sources of Lead |  |  | Additional Information to Assign Tap Monitoring Tiering |  |  |  |  | Lead Service Line Replacement (LSLR)
Unique Service Line ID* | Street Number | Street Name* | City* | Zip Code* | Other Location Identifier | GPS Coordinate - Latitude (decimal degrees) | GPS Coordinates - Longitude (decimal degrees) | System-Owned Portion Service Line Material Classification* | If Non-Lead, Was Material Ever Previously Lead? | Service Line Installation Date | Notes | Customer-Owned Portion Service Line Material Classification* | Service Line Installation Date | Notes | Entire Service Line Material Classification (by Water System) | Is there a Lead Connector? | Is there Lead Solder in the Service Line? | List Other Fittings and Equipment Connected to the Service Line that Contain Lead | Building Type Connected to Service Line | Point-of-Entry or Point-of-Use Treatment Present? | Does the Interior Building Plumbing Contain Copper Pipes with Lead Solder Installed Before July 1, 1988? | Current LCR Sampling Site? | Sample Site Selection Criteria (Site Tier) | Date of System-Owned LSLR | Date of Customer-Owned LSLR | LSL Category in Inventory | Sample Site Tier
0800550000003 | 8713 | Westview Dr | Houston | 77055 |  | 29.79353 | -95.50299 | Lead | Don't Know | Unknown |  | Unknown - Material Unknown | Before 1989 |  | Lead |  |  |  | Single Family Residence |  |  |  | Tier 1 |  |  | Lead | No Tier
0800550000010 | 8609 | Westview Dr | Houston | 77055 |  | 29.79352 | -95.50121 | Lead | Don't Know | Unknown |  | Unknown - Material Unknown | Before 1989 |  | Lead |  |  |  | Single Family Residence |  |  |  | Tier 1 |  |  | Lead | No Tier
0800560000015 | 8708 | Westview Dr | Houston | 77055 |  | 29.79417 | -95.50291 | Lead | Don't Know | Unknown |  | Unknown - Material Unknown | Before 1989 |  | Lead |  |  |  | Single Family Residence |  |  |  | Tier 1 |  |  | Lead | No Tier
0731590010002 | 1010 | Bade St | Houston | 77055 |  | 29.78549 | -95.51787 | Lead | Don't Know | Unknown |  | Unknown - Material Unknown | Before 1989 |  | Lead |  |  |  | Single Family Residence |  |  |  | Tier 1 |  |  | Lead | No Tier
1099050000005 | 9142 | Cardwell Dr | Houston | 77055 |  | 29.78764 | -95.51645 | Lead | Don't Know | Unknown |  | Unknown - Material Unknown | Before 1989 |  | Lead |  |  |  | Single Family Residence |  |  |  | Tier 1 |  |  | Lead | No Tier
0991580000010 | 8919 | Echo Valley Dr | Houston | 77055 |  | 29.78561 | -95.50949 | Lead | Don't Know | Unknown |  | Unknown - Material Unknown | Before 1989 |  | Lead |  |  |  | Single Family Residence |  |  |  | Tier 1 |  |  | Lead | No Tier
1147030000003 | 1404 | Beutel Dr | Houston | 77055 |  | 29.79361 | -95.51112 | Lead | Don't Know | Unknown |  | Unknown - Material Unknown | Before 1989 |  | Lead |  |  |  | Single Family Residence |  |  |  | Tier 1 |  |  | Lead | No Tier
1145170010009 | 9104 | Hilldale St. | Houston | 77055 |  | 29.78866 | -95.51597 | Lead | Don't Know | Unknown |  | Unknown - Material Unknown | Before 1989 |  | Lead |  |  |  | Single Family Residence |  |  |  | Tier 1 |  |  | Lead | No Tier
0991580000012 | 8911 | Echo Valley Dr | Houston | 77055 |  | 29.78561 | -95.50895 | Lead | Don't Know | Unknown |  | Unknown - Material Unknown | Before 1989 |  | Lead |  |  |  | Single Family Residence |  |  |  | Tier 1 |  |  | Lead | No Tier
0440340020380 | 8606 | Westview Dr | Houston | 77055 |  | 29.79421 | -95.50101 | Lead | Don't Know | Unknown |  | Unknown - Material Unknown | Before 1989 |  | Lead |  |  |  | Single Family Residence |  |  |  | Tier 1 |  |  | Lead | No Tier
0800550000001 | 8721 | Westview Dr | Houston | 77055 |  | 29.79353 | -95.50351 | Lead | Don't Know | Unknown |  | Unknown - Material Unknown | Before 1989 |  | Lead |  |  |  | Single Family Residence |  |  |  | Tier 1 |  |  | Lead | No Tier
1099050000002 | 9154 | Cardwell Dr | Houston | 77055 |  | 29.7876 | -95.51711 | Lead | Don't Know | Unknown |  | Unknown - Material Unknown | Before 1989 |  | Lead |  |  |  | Single Family Residence |  |  |  | Tier 1 |  |  | Lead | No Tier
0800550000011 | 8605 | Westview Dr | Houston | 77055 |  | 29.79352 | -95.50096 | Lead | Don't Know | Unknown |  | Unknown - Material Unknown | Before 1989 |  | Lead |  |  |  | Single Family Residence |  |  |  | Tier 1 |  |  | Lead | No Tier
440340020330 | 1018 | Campbell Rd | Houston | 77055 |  | 40.280807371196374 | -84.17065025728635 | Lead | Don't Know | Unknown |  | Unknown - Material Unknown | Unknown |  | Lead |  |  |  | Building | [6 empty] | Lead | No Tier
1061070000005 | 1302 | Spring Oaks Cir | Houston | 77055 |  | 29.7931 | -95.50665 | Lead | Don't Know | Unknown |  | Unknown - Material Unknown | Before 1989 |  | Lead |  |  |  | Single Family Residence |  |  |  | Tier 1 |  |  | Lead | No Tier
1099050000012 | 1102 | Anne St | Houston | 77055 |  | 29.78624 | -95.5158 | Lead | Don't Know | Unknown |  | Unknown - Material Unknown | Before 1989 |  | Lead |  |  |  | Single Family Residence |  |  |  | Tier 1 |  |  | Lead | No Tier
0872220000009 | 8806 | Croes Dr | Houston | 77055 |  | 29.78888 | -95.50657 | Lead | Don't Know | Unknown |  | Unknown - Material Unknown | Before 1989 |  | Lead |  |  |  | Single Family Residence |  |  |  | Tier 1 |  |  | Lead | No Tier
1156650000004 | 8507 | Cedarbrake Dr | Houston | 77055 |  | 29.79119 | -95.49941 | Lead | Don't Know | Unknown |  | Unknown - Material Unknown | Before 1989 |  | Lead |  |  |  | Single Family Residence |  |  |  | Tier 1 |  |  | Lead | No Tier
0440340020018 | 8582 | Katy Freeway | Spring Valley Village | 77024 |  | 29.78573679692134 | -95.49786540160923 | Lead | Don't Know | Unknown |  | Unknown - Material Unknown | Before 1989 |  | Lead |  |  |  | Building | [6 empty] | Lead | No Tier
0991580000014 | 8903 | Echo Valley Dr | Houston | 77055 |  | 29.7856 | -95.50843 | Lead | Don't Know | Unknown |  | Unknown - Material Unknown | Before 1989 |  | Lead |  |  |  | Single Family Residence |  |  |  | Tier 1 |  |  | Lead | No Tier
1156650000002 | 8515 | Cedarbrake Dr | Houston | 77055 |  | 29.79119 | -95.49992 | Lead | Don't Know | Unknown |  | Unknown - Material Unknown | Before 1989 |  | Lead |  |  |  | Single Family Residence |  |  |  | Tier 1 |  |  | Lead | No Tier
0975250000001 | 8602 | Cedarbrake Dr | Houston | 77055 |  | 29.79151 | -95.5007 | Lead | Don't Know | Unknown |  | Unknown - Material Unknown | Before 1989 |  | Lead |  |  |  | Single Family Residence |  |  |  | Tier 1 |  |  | Lead | No Tier
1145170010005 | 1200 | Anne St | Houston | 77055 |  | 29.7884 | -95.51688 | Lead | Don't Know | Unknown |  | Unknown - Material Unknown | Before 1989 |  | Lead |  |  |  | Single Family Residence |  |  |  | Tier 1 |  |  | Lead | No Tier
1099050000010 | 1110 | Anne St | Houston | 77055 |  | 29.78687 | -95.51604 | Lead | Don't Know | Unknown |  | Unknown - Material Unknown | Before 1989 |  | Lead |  |  |  | Single Family Residence |  |  |  | Tier 1 |  |  | Lead | No Tier
0872220000003 | 8830 | Croes Dr | Houston | 77055 |  | 29.78963 | -95.5075 | Lead | Don't Know | Unknown |  | Unknown - Material Unknown | Before 1989 |  | Lead |  |  |  | Single Family Residence |  |  |  | Tier 1 |  |  | Lead | No Tier
0440340020015 | 8564 | Katy Freeway | Spring Valley Village | 77024 |  | 29.78734055913192 | -95.49640007216263 | Lead | Don't Know | Unknown |  | Unknown - Material Unknown | Before 1989 |  | Lead |  |  |  | Building | [6 empty] | Lead | No Tier
1090320000001 | 1 | Wild Oak Cir | Houston | 77055 |  | 29.7869 | -95.50857 | Lead | Don't Know | Unknown |  | Unknown - Material Unknown | Before 1989 |  | Lead |  |  |  | Single Family Residence |  |  |  | Tier 1 |  |  | Lead | No Tier
440340020395 | 1022 | Campbell Road | Spring Valley Village | 77055 |  | 29.786437 | -95.513881 | Lead | Don't Know | Unknown |  | Unknown - Material Unknown | Unknown |  | Lead |  |  |  | Building | [6 empty] | Lead | No Tier
0872220000004 | 8826 | Croes Dr | Houston | 77055 |  | 29.78963 | -95.50725 | Lead | Don't Know | Unknown |  | Unknown - Material Unknown | Before 1989 |  | Lead |  |  |  | Single Family Residence |  |  |  | Tier 1 |  |  | Lead | No Tier
1090320000002 | 2 | Wild Oak Cir | Houston | 77055 |  | 29.78685 | -95.50905 | Lead | Don't Know | Unknown |  | Unknown - Material Unknown | Before 1989 |  | Lead |  |  |  | Single Family Residence |  |  |  | Tier 1 |  |  | Lead | No Tier
0800550000006 | 8701 | Westview Dr | Houston | 77055 |  | 29.79352 | -95.50223 | Lead | Don't Know | Unknown |  | Unknown - Material Unknown | Before 1989 |  | Lead |  |  |  | Single Family Residence |  |  |  | Tier 1 |  |  | Lead | No Tier
1156650000008 | 8508 | Cedarbrake Dr | Houston | 77055 |  | 29.79064 | -95.4994 | Lead | Don't Know | Unknown |  | Unknown - Material Unknown | Before 1989 |  | Lead |  |  |  | Single Family Residence |  |  |  | Tier 1 |  |  | Lead | No Tier
0975250000020 | 8619 | Cedarbrake Dr | Houston | 77055 |  | 29.79096 | -95.50162 | Lead | Don't Know | Unknown |  | Unknown - Material Unknown | Before 1989 |  | Lead |  |  |  | Single Family Residence |  |  |  | Tier 1 |  |  | Lead | No Tier
1099060000022 | 9146 | Penn Manor Ct | Houston | 77055 |  | 29.78654 | -95.51689 | Lead | Don't Know | Unknown |  | Unknown - Material Unknown | Before 1989 |  | Lead |  |  |  | Single Family Residence |  |  |  | Tier 1 |  |  | Lead | No Tier
1145170010007 | 9112 | Hilldale St. | Houston | 77055 |  | 29.78863 | -95.51653 | Lead | Don't Know | Unknown |  | Unknown - Material Unknown | Before 1989 |  | Lead |  |  |  | Single Family Residence |  |  |  | Tier 1 |  |  | Lead | No Tier
1156640000004 | 8852 | Cedarspur Dr | Houston | 77055 |  | 29.79 | -95.50721 | Lead | Don't Know | Unknown |  | Unknown - Material Unknown | Before 1989 |  | Lead |  |  |  | Single Family Residence |  |  |  | Tier 1 |  |  | Lead | No Tier
0975250000011 | 8642 | Cedarbrake Dr | Houston | 77055 |  | 29.79146 | -95.50294 | Lead | Don't Know | Unknown |  | Unknown - Material Unknown | Before 1989 |  | Lead |  |  |  | Single Family Residence |  |  |  | Tier 1 |  |  | Lead | No Tier
0872220000006 | 8818 | Croes Dr | Houston | 77055 |  | 29.7896 | -95.50667 | Lead | Don't Know | Unknown |  | Unknown - Material Unknown | Before 1989 |  | Lead |  |  |  | Single Family Residence |  |  |  | Tier 1 |  |  | Lead | No Tier
1099060000016 | 9147 | Penn Manor Ct | Houston | 77055 |  | 29.78588 | -95.517 | Lead | Don't Know | Unknown |  | Unknown - Material Unknown | Before 1989 |  | Lead |  |  |  | Single Family Residence |  |  |  | Tier 1 |  |  | Lead | No Tier
1099060000020 | 9155 | Penn Manor Ct | Houston | 77055 |  | 29.78598 | -95.51738 | Lead | Don't Know | Unknown |  | Unknown - Material Unknown | Before 1989 |  | Lead |  |  |  | Single Family Residence |  |  |  | Tier 1 |  |  | Lead | No Tier
0975250000017 | 8631 | Cedarbrake Dr | Houston | 77055 |  | 29.79096 | -95.50228 | Lead | Don't Know | Unknown |  | Unknown - Material Unknown | Before 1989 |  | Lead |  |  |  | Single Family Residence |  |  |  | Tier 1 |  |  | Lead | No Tier
0872220000008 | 8810 | Croes Dr | Houston | 77055 |  | 29.7891 | -95.50658 | Lead | Don't Know | Unknown |  | Unknown - Material Unknown | Before 1989 |  | Lead |  |  |  | Single Family Residence |  |  |  | Tier 1 |  |  | Lead | No Tier
1099060000015 | 9143 | Penn Manor Ct | Houston | 77055 |  | 29.78588 | -95.5167 | Lead | Don't Know | Unknown |  | Unknown - Material Unknown | Before 1989 |  | Lead |  |  |  | Single Family Residence |  |  |  | Tier 1 |  |  | Lead | No Tier
1090320000008 | 8 | Wild Oak Cir | Houston | 77055 |  | 29.78641 | -95.50944 | Lead | Don't Know | Unknown |  | Unknown - Material Unknown | Before 1989 |  | Lead |  |  |  | Single Family Residence |  |  |  | Tier 1 |  |  | Lead | No Tier
1151700000004 | 8856 | Merlin Ct | Houston | 77055 |  | 29.79373 | -95.50779 | Lead | Don't Know | Unknown |  | Unknown - Material Unknown | Before 1989 |  | Lead |  |  |  | Single Family Residence |  |  |  | Tier 1 |  |  | Lead | No Tier
0991580000011 | 8915 | Echo Valley Dr | Houston | 77055 |  | 29.78561 | -95.50921 | Lead | Don't Know | Unknown |  | Unknown - Material Unknown | Before 1989 |  | Lead |  |  |  | Single Family Residence |  |  |  | Tier 1 |  |  | Lead | No Tier
0872220000012 | 8833 | Croes Dr | Houston | 77055 |  | 29.78898 | -95.50772 | Lead | Don't Know | Unknown |  | Unknown - Material Unknown | Before 1989 |  | Lead |  |  |  | Single Family Residence |  |  |  | Tier 1 |  |  | Lead | No Tier
1099060000028 | 9155 | Cardwell Dr | Houston | 77055 |  | 29.78705 | -95.51701 | Lead | Don't Know | Unknown |  | Unknown - Material Unknown | Before 1989 |  | Lead |  |  |  | Single Family Residence |  |  |  | Tier 1 |  |  | Lead | No Tier
1099050000001 | 9158 | Cardwell Dr | Houston | 77055 |  | 29.78759 | -95.51733 | Lead | Don't Know | Unknown |  | Unknown - Material Unknown | Before 1989 |  | Lead |  |  |  | Single Family Residence |  |  |  | Tier 1 |  |  | Lead | No Tier
1156650000010 | 8516 | Cedarbrake Dr | Houston | 77055 |  | 29.79064 | -95.49992 | Lead | Don't Know | Unknown |  | Unknown - Material Unknown | Before 1989 |  | Lead |  |  |  | Single Family Residence |  |  |  | Tier 1 |  |  | Lead | No Tier
1145170010014 | 9113 | Hilldale St. | Houston | 77055 |  | 29.78803 | -95.51653 | Lead | Don't Know | Unknown |  | Unknown - Material Unknown | Before 1989 |  | Lead |  |  |  | Single Family Residence |  |  |  | Tier 1 |  |  | Lead | No Tier
1156640000001 | 8840 | Cedarspur Dr | Houston | 77055 |  | 29.78998 | -95.50799 | Lead | Don't Know | Unknown |  | Unknown - Material Unknown | Before 1989 |  | Lead |  |  |  | Single Family Residence |  |  |  | Tier 1 |  |  | Lead | No Tier
0872220000002 | 8834 | Croes Dr | Houston | 77055 |  | 29.78962 | -95.50775 | Lead | Don't Know | Unknown |  | Unknown - Material Unknown | Before 1989 |  | Lead |  |  |  | Single Family Residence |  |  |  | Tier 1 |  |  | Lead | No Tier
0872220000005 | 8822 | Croes Dr | Houston | 77055 |  | 29.78963 | -95.50697 | Lead | Don't Know | Unknown |  | Unknown - Material Unknown | Before 1989 |  | Lead |  |  |  | Single Family Residence |  |  |  | Tier 1 |  |  | Lead | No Tier
0800550000008 | 8617 | Westview Dr | Houston | 77055 |  | 29.79352 | -95.50171 | Lead | Don't Know | Unknown |  | Unknown - Material Unknown | Before 1989 |  | Lead |  |  |  | Single Family Residence |  |  |  | Tier 1 |  |  | Lead | No Tier
0800550000005 | 8705 | Westview Dr | Houston | 77055 |  | 29.79352 | -95.50248 | Lead | Don't Know | Unknown |  | Unknown - Material Unknown | Before 1989 |  | Lead |  |  |  | Single Family Residence |  |  |  | Tier 1 |  |  | Lead | No Tier
0872220000007 | 8814 | Croes Dr | Houston | 77055 |  | 29.78943 | -95.5066 | Lead | Don't Know | Unknown |  | Unknown - Material Unknown | Before 1989 |  | Lead |  |  |  | Single Family Residence |  |  |  | Tier 1 |  |  | Lead | No Tier
1099060000025 | 1111 | Anne St | Houston | 77055 |  | 29.78676 | -95.51663 | Lead | Don't Know | Before 1989 |  | Unknown - Material Unknown | Before 1989 |  | Lead |  |  |  | Single Family Residence |  |  |  | Tier 1 |  |  | Lead | No Tier
1145170010008 | 9108 | Hilldale St. | Houston | 77055 |  | 29.78869 | -95.51631 | Lead | Don't Know | Unknown |  | Unknown - Material Unknown | Before 1989 |  | Lead |  |  |  | Single Family Residence |  |  |  | Tier 1 |  |  | Lead | No Tier
0991580000009 | 8923 | Echo Valley Dr | Houston | 77055 |  | 29.78559 | -95.50987 | Lead | Don't Know | Unknown |  | Unknown - Material Unknown | Before 1989 |  | Lead |  |  |  | Single Family Residence |  |  |  | Tier 1 |  |  | Lead | No Tier
0975250000019 | 8623 | Cedarbrake Dr | Houston | 77055 |  | 29.79096 | -95.50184 | Lead | Don't Know | Unknown |  | Unknown - Material Unknown | Before 1989 |  | Lead |  |  |  | Single Family Residence |  |  |  | Tier 1 |  |  | Lead | No Tier
0991580000006 | 8922 | Echo Valley Dr | Houston | 77055 |  | 29.78612 | -95.50986 | Lead | Don't Know | Unknown |  | Unknown - Material Unknown | Before 1989 |  | Lead |  |  |  | Single Family Residence |  |  |  | Tier 1 |  |  | Lead | No Tier
1061070000007 | 1305 | Spring Oaks Cir | Houston | 77055 |  | 29.79324 | -95.50718 | Lead | Don't Know | Unknown |  | Unknown - Material Unknown | Before 1989 |  | Lead |  |  |  | Single Family Residence |  |  |  | Tier 1 |  |  | Lead | No Tier
0731590020001 | 9180 | Katy Freeway | Spring Valley Village | 77055 |  | 29.785365633031617 | -95.51652406050506 | Lead | Don't Know | Unknown |  | Unknown - Material Unknown | Before 1989 |  | Lead |  |  |  | Building | [6 empty] | Lead | No Tier
1090320000007 | 7 | Wild Oak Cir | Houston | 77055 |  | 29.78639 | -95.50986 | Lead | Don't Know | Unknown |  | Unknown - Material Unknown | Before 1989 |  | Lead |  |  |  | Single Family Residence |  |  |  | Tier 1 |  |  | Lead | No Tier
1145170010013 | 9109 | Hilldale St. | Houston | 77055 |  | 29.78803 | -95.51626 | Lead | Don't Know | Unknown |  | Unknown - Material Unknown | Before 1989 |  | Lead |  |  |  | Single Family Residence |  |  |  | Tier 1 |  |  | Lead | No Tier
1151700000008 | 8855 | Merlin Ct | Houston | 77055 |  | 29.79315 | -95.50772 | Lead | Don't Know | Unknown |  | Unknown - Material Unknown | Before 1989 |  | Lead |  |  |  | Single Family Residence |  |  |  | Tier 1 |  |  | Lead | No Tier
440340020474 | 1028 | Campbell Rd | Houston | 77055 |  | 36.40307094021691 | -84.93497138995296 | Lead | Don't Know | Unknown |  | Unknown - Material Unknown | Unknown |  | Lead |  |  |  | Building | [6 empty] | Lead | No Tier
0731590000001 | 1015 | Bade Street | Spring Valley Village | 77055 |  | 29.78566388710378 | -95.51867841326772 | Lead | Don't Know | Unknown |  | Unknown - Material Unknown | Before 1989 |  | Lead |  |  |  | Building | [6 empty] | Lead | No Tier
1151700000006 | 8847 | Merlin Ct | Houston | 77055 |  | 29.79341 | -95.50759 | Lead | Don't Know | Unknown |  | Unknown - Material Unknown | Before 1989 |  | Lead |  |  |  | Single Family Residence |  |  |  | Tier 1 |  |  | Lead | No Tier
0975250000016 | 8635 | Cedarbrake Dr | Houston | 77055 |  | 29.79096 | -95.50251 | Lead | Don't Know | Unknown |  | Unknown - Material Unknown | Before 1989 |  | Lead |  |  |  | Single Family Residence |  |  |  | Tier 1 |  |  | Lead | No Tier
440340020315 | 1020 | Campbell Rd | Houston | 77055 |  | 33.96707004867925 | -85.18387241326627 | Lead | Don't Know | Unknown |  | Unknown - Material Unknown | Unknown |  | Lead |  |  |  | Building | [6 empty] | Lead | No Tier
1090320000004 | 4 | Wild Oak Cir | Houston | 77055 |  | 29.78686 | -95.50986 | Lead | Don't Know | Unknown |  | Unknown - Material Unknown | Before 1989 |  | Lead |  |  |  | Single Family Residence |  |  |  | Tier 1 |  |  | Lead | No Tier
1000390000010 | 1323 | Beutel Dr | Houston | 77055 |  | 29.79316 | -95.51199 | Lead | Don't Know | Unknown |  | Unknown - Material Unknown | Before 1989 |  | Lead |  |  |  | Single Family Residence |  |  |  | Tier 1 |  |  | Lead | No Tier
0975250000006 | 8622 | Cedarbrake Dr | Houston | 77055 |  | 29.7915 | -95.50185 | Lead | Don't Know | Unknown |  | Unknown - Material Unknown | Before 1989 |  | Lead |  |  |  | Single Family Residence |  |  |  | Tier 1 |  |  | Lead | No Tier
1099060000014 | 9139 | Penn Manor Ct | Houston | 77055 |  | 29.7859 | -95.51643 | Lead | Don't Know | Unknown |  | Unknown - Material Unknown | Before 1989 |  | Lead |  |  |  | Single Family Residence |  |  |  | Tier 1 |  |  | Lead | No Tier
0975250000024 | 8601 | Cedarbrake Dr | Houston | 77055 |  | 29.79096 | -95.50071 | Lead | Don't Know | Unknown |  | Unknown - Material Unknown | Before 1989 |  | Lead |  |  |  | Single Family Residence |  |  |  | Tier 1 |  |  | Lead | No Tier
1061070000008 | 1309 | Spring Oaks Cir | Houston | 77055 |  | 29.79346 | -95.5072 | Lead | Don't Know | Unknown |  | Unknown - Material Unknown | Before 1989 |  | Lead |  |  |  | Single Family Residence |  |  |  | Tier 1 |  |  | Lead | No Tier
1099050000004 | 9146 | Cardwell Dr | Houston | 77055 |  | 29.78763 | -95.51669 | Lead | Don't Know | Unknown |  | Unknown - Material Unknown | Before 1989 |  | Lead |  |  |  | Single Family Residence |  |  |  | Tier 1 |  |  | Lead | No Tier
0991580000001 | 8902 | Echo Valley Dr | Houston | 77055 |  | 29.78608 | -95.50844 | Lead | Don't Know | Unknown |  | Unknown - Material Unknown | Before 1989 |  | Lead |  |  |  | Single Family Residence |  |  |  | Tier 1 |  |  | Lead | No Tier
1145170010002 | 1205 | Anne St | Houston | 77055 |  | 29.78854 | -95.51748 | Lead | Don't Know | Unknown |  | Unknown - Material Unknown | Before 1989 |  | Lead |  |  |  | Single Family Residence |  |  |  | Tier 1 |  |  | Lead | No Tier
1145170010006 | 9116 | Hilldale St. | Houston | 77055 |  | 29.78855 | -95.51663 | Lead | Don't Know | Unknown |  | Unknown - Material Unknown | Before 1989 |  | Lead |  |  |  | Single Family Residence |  |  |  | Tier 1 |  |  | Lead | No Tier
0872220000001 | 8838 | Croes Dr | Houston | 77055 |  | 29.78962 | -95.508 | Lead | Don't Know | Unknown |  | Unknown - Material Unknown | Before 1989 |  | Lead |  |  |  | Single Family Residence |  |  |  | Tier 1 |  |  | Lead | No Tier
1151700000009 | 8859 | Merlin Ct | Houston | 77055 |  | 29.79317 | -95.50804 | Lead | Don't Know | Unknown |  | Unknown - Material Unknown | Before 1989 |  | Lead |  |  |  | Single Family Residence |  |  |  | Tier 1 |  |  | Lead | No Tier
1099050000006 | 9138 | Cardwell Dr | Houston | 77055 |  | 29.78766 | -95.51613 | Lead | Don't Know | Unknown |  | Unknown - Material Unknown | Before 1989 |  | Lead |  |  |  | Single Family Residence |  |  |  | Tier 1 |  |  | Lead | No Tier
1061070000004 | 1306 | Spring Oaks Cir | Houston | 77055 |  | 29.79334 | -95.50666 | Lead | Don't Know | Unknown |  | Unknown - Material Unknown | Before 1989 |  | Lead |  |  |  | Single Family Residence |  |  |  | Tier 1 |  |  | Lead | No Tier
1145170010003 | 1209 | Anne St | Houston | 77055 |  | 29.78861 | -95.5174 | Lead | Don't Know | Unknown |  | Unknown - Material Unknown | Before 1989 |  | Lead |  |  |  | Single Family Residence |  |  |  | Tier 1 |  |  | Lead | No Tier
1099050000009 | 1114 | Anne St | Houston | 77055 |  | 29.78708 | -95.51604 | Lead | Don't Know | Unknown |  | Unknown - Material Unknown | Before 1989 |  | Lead |  |  |  | Single Family Residence |  |  |  | Tier 1 |  |  | Lead | No Tier
1163840000001 | 8892 | Cedarspur Dr | Houston | 77055 |  | 29.79049 | -95.50801 | Lead | Don't Know | Unknown |  | Unknown - Material Unknown | Before 1989 |  | Lead |  |  |  | Single Family Residence |  |  |  | Tier 1 |  |  | Lead | No Tier
1099050000007 | 1122 | Anne St | Houston | 77055 |  | 29.78763 | -95.51601 | Lead | Don't Know | Unknown |  | Unknown - Material Unknown | Before 1989 |  | Lead |  |  |  | Single Family Residence |  |  |  | Tier 1 |  |  | Lead | No Tier
1147030000002 | 1408 | Beutel Dr | Houston | 77055 |  | 29.79384 | -95.51116 | Lead | Don't Know | Unknown |  | Unknown - Material Unknown | Before 1989 |  | Lead |  |  |  | Single Family Residence |  |  |  | Tier 1 |  |  | Lead | No Tier
1156650000003 | 8511 | Cedarbrake Dr | Houston | 77055 |  | 29.79119 | -95.4997 | Lead | Don't Know | Unknown |  | Unknown - Material Unknown | Before 1989 |  | Lead |  |  |  | Single Family Residence |  |  |  | Tier 1 |  |  | Lead | No Tier
0975250000022 | 8609 | Cedarbrake Dr | Houston | 77055 |  | 29.79096 | -95.50117 | Lead | Don't Know | Unknown |  | Unknown - Material Unknown | Before 1989 |  | Lead |  |  |  | Single Family Residence |  |  |  | Tier 1 |  |  | Lead | No Tier
0440340020387 | 8620 | Westview Dr | Houston | 77055 |  | 29.79421 | -95.50206 | Lead | Don't Know | Unknown |  | Unknown - Material Unknown | Before 1989 |  | Lead |  |  |  | Single Family Residence |  |  |  | Tier 1 |  |  | Lead | No Tier
0800550000012 | 8601 | Westview Dr | Houston | 77055 |  | 29.79352 | -95.50069 | Lead | Don't Know | Unknown |  | Unknown - Material Unknown | Before 1989 |  | Lead |  |  |  | Single Family Residence |  |  |  | Tier 1 |  |  | Lead | No Tier
0440340020027 | 8554 | Katy Freeway | Spring Valley Village | 77024 |  | 29.78561214121015 | -95.49594341326599 | Lead | Don't Know | Unknown |  | Unknown - Material Unknown | Before 1989 |  | Lead |  |  |  | Building | [6 empty] | Lead | No Tier
1156650000007 | 8504 | Cedarbrake Dr | Houston | 77055 |  | 29.79065 | -95.49916 | Lead | Don't Know | Unknown |  | Unknown - Material Unknown | Before 1989 |  | Lead |  |  |  | Single Family Residence |  |  |  | Tier 1 |  |  | Lead | No Tier
1145170010010 | 9100 | Hilldale St. | Houston | 77055 |  | 29.78857 | -95.51593 | Lead | Don't Know | Unknown |  | Unknown - Material Unknown | Before 1989 |  | Lead |  |  |  | Single Family Residence |  |  |  | Tier 1 |  |  | Lead | No Tier
1145170010015 | 9117 | Hilldale St. | Houston | 77055 |  | 29.78799 | -95.51684 | Lead | Don't Know | Unknown |  | Unknown - Material Unknown | Before 1989 |  | Lead |  |  |  | Single Family Residence |  |  |  | Tier 1 |  |  | Lead | No Tier
1090320000006 | 6 | Wild Oak Cir | Houston | 77055 |  | 29.78645 | -95.50993 | Lead | Don't Know | Unknown |  | Unknown - Material Unknown | Before 1989 |  | Lead |  |  |  | Single Family Residence |  |  |  | Tier 1 |  |  | Lead | No Tier
0872220000013 | 8829 | Croes Dr | Houston | 77055 |  | 29.78893 | -95.50747 | Lead | Don't Know | Unknown |  | Unknown - Material Unknown | Before 1989 |  | Lead |  |  |  | Single Family Residence |  |  |  | Tier 1 |  |  | Lead | No Tier
1099060000027 | 9151 | Cardwell Dr | Houston | 77055 |  | 29.78707 | -95.51678 | Lead | Don't Know | Unknown |  | Unknown - Material Unknown | Before 1989 |  | Lead |  |  |  | Single Family Residence |  |  |  | Tier 1 |  |  | Lead | No Tier
0991580000005 | 8918 | Echo Valley Dr | Houston | 77055 |  | 29.78609 | -95.5095 | Lead | Don't Know | Unknown |  | Unknown - Material Unknown | Before 1989 |  | Lead |  |  |  | Single Family Residence |  |  |  | Tier 1 |  |  | Lead | No Tier
1000390000009 | 1319 | Beutel Dr | Houston | 77055 |  | 29.79295 | -95.51199 | Lead | Don't Know | Unknown |  | Unknown - Material Unknown | Before 1989 |  | Lead |  |  |  | Single Family Residence |  |  |  | Tier 1 |  |  | Lead | No Tier
1151700000007 | 8851 | Merlin Ct | Houston | 77055 |  | 29.79319 | -95.50761 | Lead | Don't Know | Unknown |  | Unknown - Material Unknown | Before 1989 |  | Lead |  |  |  | Single Family Residence |  |  |  | Tier 1 |  |  | Lead | No Tier
1135090000003 | 8601 | Burkhart Rd | Houston | 77055 |  | 29.78909 | -95.50117 | Lead | Don't Know | Unknown |  | Unknown - Material Unknown | Before 1989 |  | Lead |  |  |  | Single Family Residence |  |  |  | Tier 1 |  |  | Lead | No Tier
1156640000002 | 8844 | Cedarspur Dr | Houston | 77055 |  | 29.78998 | -95.50773 | Lead | Don't Know | Unknown |  | Unknown - Material Unknown | Before 1989 |  | Lead |  |  |  | Single Family Residence |  |  |  | Tier 1 |  |  | Lead | No Tier
1099060000017 | 9151 | Penn Manor Ct | Houston | 77055 |  | 29.78591 | -95.51735 | Lead | Don't Know | Unknown |  | Unknown - Material Unknown | Before 1989 |  | Lead |  |  |  | Single Family Residence |  |  |  | Tier 1 |  |  | Lead | No Tier
1061070000006 | 1301 | Spring Oaks Cir | Houston | 77055 |  | 29.79307 | -95.50712 | Lead | Don't Know | Unknown |  | Unknown - Material Unknown | Before 1989 |  | Lead |  |  |  | Single Family Residence |  |  |  | Tier 1 |  |  | Lead | No Tier
1151700000003 | 8860 | Merlin Ct | Houston | 77055 |  | 29.7937 | -95.50805 | Lead | Don't Know | Unknown |  | Unknown - Material Unknown | Before 1989 |  | Lead |  |  |  | Single Family Residence |  |  |  | Tier 1 |  |  | Lead | No Tier
1099060000024 | 1107 | Anne St | Houston | 77055 |  | 29.78653 | -95.51659 | Lead | Don't Know | Unknown |  | Unknown - Material Unknown | Before 1989 |  | Lead |  |  |  | Single Family Residence |  |  |  | Tier 1 |  |  | Lead | No Tier
1061070000010 | 1317 | Spring Oaks Cir | Houston | 77055 |  | 29.79398 | -95.50724 | Lead | Don't Know | Unknown |  | Unknown - Material Unknown | Before 1989 |  | Lead |  |  |  | Single Family Residence |  |  |  | Tier 1 |  |  | Lead | No Tier

## Non Lead City -Unknown Res
Location Information | [7 empty] | System-Owned Portion |  |  |  | Customer-Owned Portion |  |  | Entire Service Line | Other Potential Sources of Lead |  |  | Additional Information to Assign Tap Monitoring Tiering |  |  |  |  | Lead Service Line Replacement (LSLR)
Unique Service Line ID* | Street Number | Street Name* | City* | Zip Code* | Other Location Identifier | GPS Coordinate - Latitude (decimal degrees) | GPS Coordinates - Longitude (decimal degrees) | System-Owned Portion Service Line Material Classification* | If Non-Lead, Was Material Ever Previously Lead? | Service Line Installation Date | Notes | Customer-Owned Portion Service Line Material Classification* | Service Line Installation Date | Notes | Entire Service Line Material Classification (by Water System) | Is there a Lead Connector? | Is there Lead Solder in the Service Line? | List Other Fittings and Equipment Connected to the Service Line that Contain Lead | Building Type Connected to Service Line | Point-of-Entry or Point-of-Use Treatment Present? | Does the Interior Building Plumbing Contain Copper Pipes with Lead Solder Installed Before July 1, 1988? | Current LCR Sampling Site? | Sample Site Selection Criteria (Site Tier) | Date of System-Owned LSLR | Date of Customer-Owned LSLR | LSL Category in Inventory | Sample Site Tier
0772490030006 | 1024 | Lone Star Dr | Houston | 77055 |  | 29.78671 | -95.5124 | Non-Lead | Don't Know | Unknown |  | Unknown - Material Unknown | Before 1989 |  | Unknown |  |  |  | Single Family Residence |  |  |  | Tier 5 |  |  | Unknown | No Tier
0731590000041 | 1014 | Adkins Rd | Houston | 77055 |  | 29.7864 | -95.51953 | Non-Lead | Don't Know | Unknown |  | Unknown - Material Unknown | Between 1989 and 2014 |  | Unknown |  |  |  | Single Family Residence |  |  |  | Tier 5 |  |  | Unknown | No Tier
0791300110197 | 1331 | Modiste St | Houston | 77055 |  | 29.79341 | -95.49873 | Non-Lead | Don't Know | Unknown |  | Unknown - Material Unknown | Before 1989 |  | Unknown |  |  |  | Single Family Residence |  |  |  | Tier 5 |  |  | Unknown | No Tier
0791300080137 | 1410 | Bingle Rd | Houston | 77055 |  | 29.79446 | -95.50013 | Non-Lead | Don't Know | Unknown |  | Unknown - Material Unknown | Before 1989 |  | Unknown |  |  |  | Single Family Residence |  |  |  | Tier 5 |  |  | Unknown | No Tier
0440340020076 | 8428 | Burkhart Rd | Houston | 77055 |  | 29.79 | -95.49821 | Non-Lead - Other | Don't Know | After 2014 | (CIP 2025) Service Line Replacement | Unknown - Material Unknown | Before 1989 |  | Unknown |  |  |  | Single Family Residence |  |  |  | Tier 1 |  |  | Unknown | No Tier
0800560000002 | 8717 | Cedardale Dr | Houston | 77055 |  | 29.79464 | -95.50336 | Non-Lead | Don't Know | Unknown |  | Unknown - Material Unknown | Before 1989 |  | Unknown |  |  |  | Single Family Residence |  |  |  | Tier 5 |  |  | Unknown | No Tier
0800590000005 | 1317 | Ben Hur Dr | Houston | 77055 |  | 29.79309 | -95.50624 | Non-Lead | Don't Know | Unknown |  | Unknown - Material Unknown | Before 1989 |  | Unknown |  |  |  | Single Family Residence |  |  |  | Tier 5 |  |  | Unknown | No Tier
0800580000002 | 8714 | Lanell Ln | Houston | 77055 |  | 29.7963 | -95.50321 | Non-Lead | Don't Know | Unknown |  | Unknown - Material Unknown | Before 1989 |  | Unknown |  |  |  | Single Family Residence |  |  |  | Tier 5 |  |  | Unknown | No Tier
0791300080144 | 1417 | Neeley Dr | Houston | 77055 |  | 29.79492 | -95.49942 | Non-Lead | Don't Know | Unknown |  | Unknown - Material Unknown | Before 1989 |  | Unknown |  |  |  | Single Family Residence |  |  |  | Tier 5 |  |  | Unknown | No Tier
0761470030024 | 1217 | Tamy Ln | Houston | 77055 |  | 29.7903 | -95.51311 | Non-Lead | Don't Know | Unknown |  | Unknown - Material Unknown | Before 1989 |  | Unknown |  |  |  | Single Family Residence |  |  |  | Tier 5 |  |  | Unknown | No Tier
0791300110186 | 1328 | Bingle Rd | Houston | 77055 |  | 29.7932 | -95.50011 | Non-Lead | Don't Know | Unknown |  | Unknown - Material Unknown | Before 1989 |  | Unknown |  |  |  | Single Family Residence |  |  |  | Tier 5 |  |  | Unknown | No Tier
0800580000003 | 8710 | Lanell Ln | Houston | 77055 |  | 29.79631 | -95.50291 | Non-Lead | Don't Know | Unknown |  | Unknown - Material Unknown | Before 1989 |  | Unknown |  |  |  | Single Family Residence |  |  |  | Tier 5 |  |  | Unknown | No Tier
0800590000002 | 8835 | Merlin Dr | Houston | 77055 |  | 29.79383 | -95.506 | Non-Lead | Don't Know | Unknown |  | Unknown - Material Unknown | Before 1989 |  | Unknown |  |  |  | Single Family Residence |  |  |  | Tier 5 |  |  | Unknown | No Tier
0772490020016 | 1117 | Lone Star Dr | Houston | 77055 |  | 29.78815 | -95.51316 | Non-Lead | Don't Know | Unknown |  | Unknown - Material Unknown | Before 1989 |  | Unknown |  |  |  | Single Family Residence |  |  |  | Tier 5 |  |  | Unknown | No Tier
0660350000005 | 1201 | Bingle Rd | Houston | 77055 |  | 29.78957 | -95.50092 | Non-Lead | Don't Know | Unknown |  | Unknown - Material Unknown | Before 1989 |  | Unknown |  |  |  | Single Family Residence |  |  |  | Tier 5 |  |  | Unknown | No Tier
0791300110193 | 1332 | Neeley Dr | Houston | 77055 |  | 29.79341 | -95.49913 | Non-Lead | Don't Know | Unknown |  | Unknown - Material Unknown | Before 1989 |  | Unknown |  |  |  | Single Family Residence |  |  |  | Tier 5 |  |  | Unknown | No Tier
0761470040040 | 9022 | Randy Dr | Houston | 77055 |  | 29.79042 | -95.51253 | Non-Lead | Don't Know | Unknown |  | Unknown - Material Unknown | Before 1989 |  | Unknown |  |  |  | Single Family Residence |  |  |  | Tier 5 |  |  | Unknown | No Tier
0800580000004 | 8706 | Lanell Ln | Houston | 77055 |  | 29.79631 | -95.50263 | Non-Lead | Don't Know | Unknown |  | Unknown - Material Unknown | Before 1989 |  | Unknown |  |  |  | Single Family Residence |  |  |  | Tier 5 |  |  | Unknown | No Tier
0772490040002 | 1118 | Loeser Dr | Houston | 77055 |  | 29.78793 | -95.51144 | Non-Lead | Don't Know | Unknown |  | Unknown - Material Unknown | Between 1989 and 2014 |  | Unknown |  |  |  | Single Family Residence |  |  |  | Tier 5 |  |  | Unknown | No Tier
0772490030012 | 1107 | Loeser Dr | Houston | 77055 |  | 29.78702 | -95.51194 | Non-Lead | Don't Know | Unknown |  | Unknown - Material Unknown | Before 1989 |  | Unknown |  |  |  | Single Family Residence |  |  |  | Tier 5 |  |  | Unknown | No Tier
0772490030009 | 1015 | Loeser Dr | Houston | 77055 |  | 29.78617 | -95.51205 | Non-Lead | Don't Know | Unknown |  | Unknown - Material Unknown | Before 1989 |  | Unknown |  |  |  | Single Family Residence |  |  |  | Tier 5 |  |  | Unknown | No Tier
0791300080146 | 1423 | Neeley Dr | Houston | 77055 |  | 29.79507 | -95.49919 | Non-Lead | Don't Know | Unknown |  | Unknown - Material Unknown | Before 1989 |  | Unknown |  |  |  | Single Family Residence |  |  |  | Tier 5 |  |  | Unknown | No Tier
0791300120206 | 8417 | Raylin Dr | Houston | 77055 |  | 29.79307 | -95.49676 | Non-Lead | Don't Know | Unknown |  | Unknown - Material Unknown | Before 1989 |  | Unknown |  |  |  | Single Family Residence |  |  |  | Tier 5 |  |  | Unknown | No Tier
0780330020004 | 8611 | Merlin Dr | Houston | 77055 |  | 29.79184 | -95.50163 | Non-Lead | Don't Know | Unknown |  | Unknown - Material Unknown | Before 1989 |  | Unknown |  |  |  | Single Family Residence |  |  |  | Tier 5 |  |  | Unknown | No Tier
0800590000011 | 1241 | Ben Hur Dr | Houston | 77055 |  | 29.79163 | -95.50622 | Non-Lead | Don't Know | Unknown |  | Unknown - Material Unknown | Before 1989 |  | Unknown |  |  |  | Single Family Residence |  |  |  | Tier 5 |  |  | Unknown | No Tier
0800540000003 | 8713 | Lupton Ln | Houston | 77055 |  | 29.79262 | -95.50299 | Non-Lead | Don't Know | Unknown |  | Unknown - Material Unknown | Before 1989 |  | Unknown |  |  |  | Single Family Residence |  |  |  | Tier 5 |  |  | Unknown | No Tier
0791300120200 | 8441 | Raylin Dr | Houston | 77055 |  | 29.79306 | -95.49821 | Non-Lead | Don't Know | Unknown |  | Unknown - Material Unknown | Before 1989 |  | Unknown |  |  |  | Single Family Residence |  |  |  | Tier 5 |  |  | Unknown | No Tier
0791300100173 | 8436 | Raylin Dr | Houston | 77055 |  | 29.79352 | -95.49811 | Non-Lead | Don't Know | Unknown |  | Unknown - Material Unknown | Before 1989 |  | Unknown |  |  |  | Single Family Residence |  |  |  | Tier 5 |  |  | Unknown | No Tier
0791300110187 | 1324 | Bingle Rd | Houston | 77055 |  | 29.79299 | -95.50012 | Non-Lead | Don't Know | Unknown |  | Unknown - Material Unknown | Before 1989 |  | Unknown |  |  |  | Single Family Residence |  |  |  | Tier 5 |  |  | Unknown | No Tier
0791300120201 | 8437 | Raylin Dr | Houston | 77055 |  | 29.79306 | -95.49798 | Non-Lead | Don't Know | Unknown |  | Unknown - Material Unknown | Before 1989 |  | Unknown |  |  |  | Single Family Residence |  |  |  | Tier 5 |  |  | Unknown | No Tier
0791300110190 | 1327 | Neeley Dr | Houston | 77055 |  | 29.7932 | -95.49972 | Non-Lead | Don't Know | Unknown |  | Unknown - Material Unknown | Before 1989 |  | Unknown |  |  |  | Single Family Residence |  |  |  | Tier 5 |  |  | Unknown | No Tier
0791300100169 | 8435 | Westview Dr | Houston | 77055 |  | 29.79396 | -95.49744 | Non-Lead | Don't Know | Unknown |  | Unknown - Material Unknown | Before 1989 |  | Unknown |  |  |  | Single Family Residence |  |  |  | Tier 5 |  |  | Unknown | No Tier
1100330000031 | 8312 | Winningham Ln | Houston | 77055 |  | 29.78859 | -95.49332 | Non-Lead - Other | Yes | After 2014 | Replaced November 2024 as part of CIP project | Unknown - Material Unknown | Before 1989 |  | Unknown |  |  |  | Single Family Residence |  |  |  | Tier 1 |  |  | Unknown | No Tier
1100290000007 | 8331 | Winningham Ln | Houston | 77055 |  | 29.78808 | -95.49365 | Non-Lead - Other | Don't Know | Unknown | (CIP 2024) Service Line Replacement | Unknown - Material Unknown | Before 1989 |  | Unknown |  |  |  | Single Family Residence |  |  |  | Tier 1 |  |  | Lead | No Tier
1112290000008 | 8840 | Cavell St | Houston | 77055 |  | 29.78667 | -95.50659 | Non-Lead | Don't Know | Unknown |  | Unknown - Material Unknown | Before 1989 |  | Unknown |  |  |  | Single Family Residence |  |  |  | Tier 5 |  |  | Unknown | No Tier
0822730000087 | 8825 | Cedarbrake Dr | Houston | 77055 |  | 29.79095 | -95.50569 | Non-Lead | Don't Know | Unknown |  | Unknown - Material Unknown | Before 1989 |  | Unknown |  |  |  | Single Family Residence |  |  |  | Tier 5 |  |  | Unknown | No Tier
0943260000010 | 8711 | Green Valley Dr | Houston | 77055 |  | 29.78714 | -95.50259 | Non-Lead | Don't Know | Unknown |  | Unknown - Material Unknown | Before 1989 |  | Unknown |  |  |  | Single Family Residence |  |  |  | Tier 5 |  |  | Unknown | No Tier
0810320000054 | 1405 | Cedarbrook Dr | Houston | 77055 |  | 29.79447 | -95.50547 | Non-Lead | Don't Know | Unknown |  | Unknown - Material Unknown | Before 1989 |  | Unknown |  |  |  | Single Family Residence |  |  |  | Tier 5 |  |  | Unknown | No Tier
1100330000016 | 8308 | Burkhart Ct | Houston | 77055 |  | 29.78951 | -95.49324 | Non-Lead - Other | Yes | After 2014 | Replaced in November 2024 as part of CIP project | Unknown - Material Unknown | Before 1989 |  | Unknown |  |  |  | Single Family Residence |  |  |  | Tier 1 |  |  | Unknown | No Tier
0805500000243 | 1319 | Pech Rd | Houston | 77055 |  | 29.79279 | -95.49581 | Non-Lead | Don't Know | Unknown |  | Unknown - Material Unknown | Before 1989 |  | Unknown |  |  |  | Single Family Residence |  |  |  | Tier 5 |  |  | Unknown | No Tier
0805570000323 | 8421 | Cedarbrake Dr | Houston | 77055 |  | 29.79061 | -95.49692 | Non-Lead | Don't Know | Unknown |  | Unknown - Material Unknown | Before 1989 |  | Unknown |  |  |  | Single Family Residence |  |  |  | Tier 5 |  |  | Unknown | No Tier
0805560000317 | 1307 | Pech Rd | Houston | 77055 |  | 29.79158 | -95.49579 | Non-Lead | Don't Know | Unknown |  | Unknown - Material Unknown | Before 1989 |  | Unknown |  |  |  | Single Family Residence |  |  |  | Tier 5 |  |  | Unknown | No Tier
0803050000020 | 8921 | Bace Dr | Houston | 77055 |  | 29.788 | -95.50974 | Non-Lead | Don't Know | Unknown |  | Unknown - Material Unknown | Before 1989 |  | Unknown |  |  |  | Single Family Residence |  |  |  | Tier 5 |  |  | Unknown | No Tier
1100310000008 | 8308 | Cedarspur Dr | Houston | 77055 |  | 29.79043 | -95.49354 | Non-Lead - Other | Yes | After 2014 | October 2024 replaced as part of CIP project | Unknown - Material Unknown | Before 1989 |  | Unknown |  |  |  | Single Family Residence |  |  |  | Tier 1 |  |  | Unknown | No Tier
1252130010002 | 1441 | Bingle Rd | Houston | 77055 |  | 29.79596 | -95.5008 | Non-Lead | Don't Know | Unknown |  | Unknown - Material Unknown | Before 1989 |  | Unknown |  |  |  | Single Family Residence |  |  |  | Tier 5 |  |  | Unknown | No Tier
0761470020021 | 9017 | Randy Dr | Houston | 77055 |  | 29.7899 | -95.51206 | Non-Lead | Don't Know | Unknown |  | Unknown - Material Unknown | Before 1989 |  | Unknown |  |  |  | Single Family Residence |  |  |  | Tier 5 |  |  | Unknown | No Tier
0440340020026 | 1175 | Adkins Road | Houston | 77055 |  | 29.788061214697635 | -95.52052307216242 | Non-Lead | Don't Know | Unknown |  | Unknown - Material Unknown | Unknown |  | Unknown |  |  |  | Building |  |  |  | Tier 5 |  |  | Unknown | No Tier
0805500000230 | 10 | Tam Ct | Houston | 77055 |  | 29.79268 | -95.49775 | Non-Lead | Don't Know | Unknown |  | Unknown - Material Unknown | Before 1989 |  | Unknown |  |  |  | Single Family Residence |  |  |  | Tier 5 |  |  | Unknown | No Tier
0800570000005 | 8705 | Lanell Ln | Houston | 77055 |  | 29.79565 | -95.5026 | Non-Lead | Don't Know | Unknown |  | Unknown - Material Unknown | Before 1989 |  | Unknown |  |  |  | Single Family Residence |  |  |  | Tier 5 |  |  | Unknown | No Tier
0791300110196 | 1335 | Modiste St | Houston | 77055 |  | 29.79363 | -95.49873 | Non-Lead | Don't Know | Unknown |  | Unknown - Material Unknown | Before 1989 |  | Unknown |  |  |  | Single Family Residence |  |  |  | Tier 5 |  |  | Unknown | No Tier
0912350000008 | 8702 | Burkhart Road | Spring Valley Village | 77055 |  | 29.78952305064672 | -95.50172543658006 | Non-Lead | Don't Know | Unknown |  | Unknown - Material Unknown | Unknown |  | Unknown |  |  |  | Other |  |  |  | Tier 5 |  |  | Unknown | No Tier
0800570000001 | 8721 | Lanell Ln | Houston | 77055 |  | 29.79566 | -95.50363 | Non-Lead | Don't Know | Unknown |  | Unknown - Material Unknown | Before 1989 |  | Unknown |  |  |  | Single Family Residence |  |  |  | Tier 5 |  |  | Unknown | No Tier
1100330000019 | 8321 | Burkhart Ct | Houston | 77055 |  | 29.78901 | -95.49366 | Non-Lead - Other | Yes | After 2014 | Replaced in November 2024 as part of CIP project | Unknown - Material Unknown | Before 1989 |  | Unknown |  |  |  | Single Family Residence |  |  |  | Tier 1 |  |  | Unknown | No Tier
0810320000059 | 1425 | Cedarbrook Dr | Houston | 77055 |  | 29.79565 | -95.50629 | Non-Lead | Don't Know | Unknown |  | Unknown - Material Unknown | Before 1989 |  | Unknown |  |  |  | Single Family Residence |  |  |  | Tier 5 |  |  | Unknown | No Tier
0803040000003 | 8930 | Bace Dr | Houston | 77055 |  | 29.78864 | -95.51031 | Non-Lead | Don't Know | Unknown |  | Unknown - Material Unknown | Before 1989 |  | Unknown |  |  |  | Single Family Residence |  |  |  | Tier 5 |  |  | Unknown | No Tier
1000390000005 | 9007 | Lupton Ct | Houston | 77055 |  | 29.7925 | -95.51258 | Non-Lead | Don't Know | Unknown |  | Unknown - Material Unknown | Before 1989 |  | Unknown |  |  |  | Single Family Residence |  |  |  | Tier 5 |  |  | Unknown | No Tier
0800550000013 | 8602 | Lupton Ln | Houston | 77055 |  | 29.79314 | -95.50069 | Non-Lead | Don't Know | Unknown |  | Unknown - Material Unknown | Before 1989 |  | Unknown |  |  |  | Single Family Residence |  |  |  | Tier 5 |  |  | Unknown | No Tier
0830800000016 | 8922 | Croes Dr | Houston | 77055 |  | 29.79015 | -95.50932 | Non-Lead | Don't Know | Unknown |  | Unknown - Material Unknown | Before 1989 |  | Unknown |  |  |  | Single Family Residence |  |  |  | Tier 5 |  |  | Unknown | No Tier
1100310000007 | 8312 | Cedarspur Dr | Houston | 77055 |  | 29.79043 | -95.49377 | Non-Lead - Other | Yes | After 2014 | October 2024 replaced as part of CIP project | Unknown - Material Unknown | Before 1989 |  | Unknown |  |  |  | Single Family Residence |  |  |  | Tier 1 |  |  | Unknown | No Tier
0835850000012 | 8715 | Winningham Ln | Houston | 77055 |  | 29.7881 | -95.50243 | Non-Lead | Don't Know | Unknown |  | Unknown - Material Unknown | Before 1989 |  | Unknown |  |  |  | Single Family Residence |  |  |  | Tier 5 |  |  | Unknown | No Tier
0805570000321 | 8433 | Cedarbrake Dr | Houston | 77055 |  | 29.79061 | -95.49747 | Non-Lead | Don't Know | Unknown |  | Unknown - Material Unknown | Before 1989 |  | Unknown |  |  |  | Single Family Residence |  |  |  | Tier 5 |  |  | Unknown | No Tier
0925970000008 | 1030 | Ben Hur Dr | Houston | 77055 |  | 29.78669 | -95.5052 | Non-Lead | Don't Know | Unknown |  | Unknown - Material Unknown | Before 1989 |  | Unknown |  |  |  | Single Family Residence |  |  |  | Tier 5 |  |  | Unknown | No Tier
0822740000117 | 8822 | Burkhart Rd | Houston | 77055 |  | 29.7898 | -95.50503 | Non-Lead | Don't Know | Unknown |  | Unknown - Material Unknown | Before 1989 |  | Unknown |  |  |  | Single Family Residence |  |  |  | Tier 5 |  |  | Unknown | No Tier
1100270000001 | 8468 | Winningham Ln | Houston | 77055 |  | 29.78848 | -95.50022 | Non-Lead - Other | Don't Know | After 2014 | Replaced in April 2025 CIP project | Unknown - Material Unknown | Before 1989 |  | Unknown |  |  |  | Single Family Residence |  |  |  | Tier 1 |  |  | Unknown | No Tier
1070080000010 | 8841 | Larston St | Houston | 77055 |  | 29.79153 | -95.50704 | Non-Lead | Don't Know | Unknown |  | Unknown - Material Unknown | Before 1989 |  | Unknown |  |  |  | Single Family Residence |  |  |  | Tier 5 |  |  | Unknown | No Tier
0912340000001 | 8729 | Burkhart Rd | Houston | 77055 |  | 29.78903 | -95.50346 | Non-Lead | Don't Know | Unknown |  | Unknown - Material Unknown | Before 1989 |  | Unknown |  |  |  | Single Family Residence |  |  |  | Tier 5 |  |  | Unknown | No Tier
1000390000007 | 1311 | Beutel Dr | Houston | 77055 |  | 29.7925 | -95.51199 | Non-Lead | Don't Know | Unknown |  | Unknown - Material Unknown | Before 1989 |  | Unknown |  |  |  | Single Family Residence |  |  |  | Tier 5 |  |  | Unknown | No Tier
0772490050009 | 1014 | Traweek St | Houston | 77055 |  | 29.7856 | -95.51036 | Non-Lead | Don't Know | Unknown |  | Unknown - Material Unknown | Before 1989 |  | Unknown |  |  |  | Single Family Residence |  |  |  | Tier 5 |  |  | Unknown | No Tier
0791300090159 | 8506 | Westview Dr | Houston | 77055 |  | 29.79415 | -95.49893 | Non-Lead | Don't Know | Unknown |  | Unknown - Material Unknown | Before 1989 |  | Unknown |  |  |  | Single Family Residence |  |  |  | Tier 5 |  |  | Unknown | No Tier
0805510000244 | 8529 | Merlin Dr | Houston | 77055 |  | 29.79182 | -95.50016 | Non-Lead | Don't Know | Unknown |  | Unknown - Material Unknown | Before 1989 |  | Unknown |  |  |  | Single Family Residence |  |  |  | Tier 5 |  |  | Unknown | No Tier
0912350000003 | 8722 | Burkhart Rd | Houston | 77055 |  | 29.78951 | -95.50297 | Non-Lead | Don't Know | Unknown |  | Unknown - Material Unknown | Before 1989 |  | Unknown |  |  |  | Single Family Residence |  |  |  | Tier 5 |  |  | Unknown | No Tier
0761470030025 | 9031 | Elizabeth Rd | Houston | 77055 |  | 29.79059 | -95.51313 | Non-Lead | Don't Know | Unknown |  | Unknown - Material Unknown | Before 1989 |  | Unknown |  |  |  | Single Family Residence |  |  |  | Tier 5 |  |  | Unknown | No Tier
0833270000026 | 1313 | Mickey Way | Houston | 77055 |  | 29.79266 | -95.51096 | Non-Lead | Don't Know | Unknown |  | Unknown - Material Unknown | Before 1989 |  | Unknown |  |  |  | Single Family Residence |  |  |  | Tier 5 |  |  | Unknown | No Tier
0925960000003 | 8823 | Cardwell Dr | Houston | 77055 |  | 29.78679 | -95.50571 | Non-Lead | Don't Know | Unknown |  | Unknown - Material Unknown | Before 1989 |  | Unknown |  |  |  | Single Family Residence |  |  |  | Tier 5 |  |  | Unknown | No Tier
0800540000007 | 8621 | Lupton Ln | Houston | 77055 |  | 29.79261 | -95.50196 | Non-Lead | Don't Know | Unknown |  | Unknown - Material Unknown | Before 1989 |  | Unknown |  |  |  | Single Family Residence |  |  |  | Tier 5 |  |  | Unknown | No Tier
0791300130002 | 1414 | Neeley Dr | Houston | 77055 |  | 29.79462 | -95.49882 | Non-Lead | Don't Know | Unknown |  | Unknown - Material Unknown | Before 1989 |  | Unknown |  |  |  | Single Family Residence |  |  |  | Tier 5 |  |  | Unknown | No Tier
0805590000350 | 8337 | Cedarbrake Dr | Houston | 77055 |  | 29.79078 | -95.49524 | Non-Lead | Don't Know | Unknown |  | Unknown - Material Unknown | Before 1989 |  | Unknown |  |  |  | Single Family Residence |  |  |  | Tier 5 |  |  | Unknown | No Tier
0822750000134 | 8801 | Burkhart Rd | Houston | 77055 |  | 29.7893 | -95.50394 | Non-Lead | Don't Know | Unknown |  | Unknown - Material Unknown | Before 1989 |  | Unknown |  |  |  | Single Family Residence |  |  |  | Tier 5 |  |  | Unknown | No Tier
1099060000019 | 1018 | Bade St | Houston | 77055 |  | 29.78608 | -95.51784 | Non-Lead | Don't Know | Unknown |  | Unknown - Material Unknown | Before 1989 |  | Unknown |  |  |  | Single Family Residence |  |  |  | Tier 5 |  |  | Unknown | No Tier
0831210000004 | 8938 | Croes Dr | Houston | 77055 |  | 29.79099 | -95.50927 | Non-Lead | Don't Know | Unknown |  | Unknown - Material Unknown | Before 1989 |  | Unknown |  |  |  | Single Family Residence |  |  |  | Tier 5 |  |  | Unknown | No Tier
0805530000272 | 8314 | Leafy Ln | Houston | 77055 |  | 29.79268 | -95.49322 | Non-Lead | Don't Know | Unknown |  | Unknown - Material Unknown | Before 1989 |  | Unknown |  |  |  | Single Family Residence |  |  |  | Tier 5 |  |  | Unknown | No Tier
0810350000074 | 8726 | Cedardale Dr | Houston | 77055 |  | 29.79524 | -95.50399 | Non-Lead | Don't Know | Unknown |  | Unknown - Material Unknown | Before 1989 |  | Unknown |  |  |  | Single Family Residence |  |  |  | Tier 5 |  |  | Unknown | No Tier
0791300100181 | 15 | Cam Ct | Houston | 77055 |  | 29.79379 | -95.49595 | Non-Lead | Don't Know | Unknown |  | Unknown - Material Unknown | Before 1989 |  | Unknown |  |  |  | Single Family Residence |  |  |  | Tier 5 |  |  | Unknown | No Tier
1135090000002 | 1151 | Bingle Rd | Houston | 77055 |  | 29.78897 | -95.50078 | Non-Lead | Don't Know | Unknown |  | Unknown - Material Unknown | Before 1989 |  | Unknown |  |  |  | Single Family Residence |  |  |  | Tier 5 |  |  | Unknown | No Tier
0810310000052 | 8814 | Westview Dr | Houston | 77055 |  | 29.7944 | -95.50582 | Non-Lead | Don't Know | Unknown |  | Unknown - Material Unknown | Before 1989 |  | Unknown |  |  |  | Single Family Residence |  |  |  | Tier 5 |  |  | Unknown | No Tier
0430080000742 | 1111 | Adkins Road | Houston | 77055 |  | 29.78684121483488 | -95.5205280721629 | Non-Lead | Don't Know | Unknown |  | Unknown - Material Unknown | Unknown |  | Unknown |  |  |  | Building |  |  |  | Tier 5 |  |  | Unknown | No Tier
0800550000019 | 8702 | Lupton Ln | Houston | 77055 |  | 29.79314 | -95.50222 | Non-Lead | Don't Know | Unknown |  | Unknown - Material Unknown | Before 1989 |  | Unknown |  |  |  | Single Family Residence |  |  |  | Tier 5 |  |  | Unknown | No Tier
0810350000070 | 8729 | Lanell Ln | Houston | 77055 |  | 29.79559 | -95.50415 | Non-Lead | Don't Know | Unknown |  | Unknown - Material Unknown | Before 1989 |  | Unknown |  |  |  | Single Family Residence |  |  |  | Tier 5 |  |  | Unknown | No Tier
0731590000012 | 1130 | Adkins Rd | Houston | 77055 |  | 29.7878 | -95.5197 | Non-Lead | Don't Know | Unknown |  | Unknown - Material Unknown | Before 1989 |  | Unknown |  |  |  | Single Family Residence |  |  |  | Tier 5 |  |  | Unknown | No Tier
0830790000005 | 8917 | Croes Dr | Houston | 77055 |  | 29.78941 | -95.50946 | Non-Lead | Don't Know | Unknown |  | Unknown - Material Unknown | Before 1989 |  | Unknown |  |  |  | Single Family Residence |  |  |  | Tier 5 |  |  | Unknown | No Tier
0805500000231 | 6 | Tam Ct | Houston | 77055 |  | 29.79276 | -95.49747 | Non-Lead | Don't Know | Unknown |  | Unknown - Material Unknown | Before 1989 |  | Unknown |  |  |  | Single Family Residence |  |  |  | Tier 5 |  |  | Unknown | No Tier
1100290000005 | 8339 | Winningham Ln | Houston | 77055 |  | 29.78808 | -95.49409 | Non-Lead - Other | Don't Know | Unknown | (CIP 2024) Service Line Replacement | Unknown - Material Unknown | Before 1989 |  | Unknown |  |  |  | Single Family Residence |  |  |  | Tier 1 |  |  | Lead | No Tier
1100330000040 | 8329 | Burkhart Cir | Houston | 77055 |  | 29.78895 | -95.4941 | Non-Lead - Other | Yes | After 2014 | Replaced in November 2024 as part of CIP project | Unknown - Material Unknown | Before 1989 |  | Unknown |  |  |  | Single Family Residence |  |  |  | Tier 1 |  |  | Unknown | No Tier
0924680000009 | 8701 | Cedarspur Dr | Houston | 77055 |  | 29.78992 | -95.50176 | Non-Lead | Don't Know | Unknown |  | Unknown - Material Unknown | Before 1989 |  | Unknown |  |  |  | Single Family Residence |  |  |  | Tier 5 |  |  | Unknown | No Tier
0805580000347 | 8322 | Cedarbrake Dr | Houston | 77055 |  | 29.79133 | -95.49443 | Non-Lead | Don't Know | Unknown |  | Unknown - Material Unknown | Before 1989 |  | Unknown |  |  |  | Single Family Residence |  |  |  | Tier 5 |  |  | Unknown | No Tier
0925950000020 | 8822 | Cardwell Dr | Houston | 77055 |  | 29.78734 | -95.5057 | Non-Lead | Don't Know | Unknown |  | Unknown - Material Unknown | Before 1989 |  | Unknown |  |  |  | Single Family Residence |  |  |  | Tier 5 |  |  | Unknown | No Tier
0761470020016 | 9001 | Randy Dr | Houston | 77055 |  | 29.78977 | -95.51041 | Non-Lead | Don't Know | Unknown |  | Unknown - Material Unknown | Before 1989 |  | Unknown |  |  |  | Single Family Residence |  |  |  | Tier 5 |  |  | Unknown | No Tier
0791300100177 | 8414 | Raylin Dr | Houston | 77055 |  | 29.79354 | -95.49678 | Non-Lead | Don't Know | Unknown |  | Unknown - Material Unknown | Before 1989 |  | Unknown |  |  |  | Single Family Residence |  |  |  | Tier 5 |  |  | Unknown | No Tier
0810340000067 | 8726 | Lanell Ln | Houston | 77055 |  | 29.79616 | -95.50431 | Non-Lead | Don't Know | Unknown |  | Unknown - Material Unknown | Before 1989 |  | Unknown |  |  |  | Single Family Residence |  |  |  | Tier 5 |  |  | Unknown | No Tier
0925950000019 | 1119 | Ben Hur Dr | Houston | 77055 |  | 29.78771 | -95.50572 | Non-Lead | Don't Know | Unknown |  | Unknown - Material Unknown | Before 1989 |  | Unknown |  |  |  | Single Family Residence |  |  |  | Tier 5 |  |  | Unknown | No Tier
0791300080153 | 8408 | Lofland Dr | Houston | 77055 |  | 29.79485 | -95.49756 | Non-Lead | Don't Know | Unknown |  | Unknown - Material Unknown | Before 1989 |  | Unknown |  |  |  | Single Family Residence |  |  |  | Tier 5 |  |  | Unknown | No Tier
1157530000006 | 8489 | Burkhart Rd | Houston | 77055 |  | 29.78921 | -95.49804 | Non-Lead - Other | Don't Know | After 2014 | (CIP 2025) Service Line Replacement | Unknown - Material Unknown | Before 1989 |  | Unknown |  |  |  | Single Family Residence |  |  |  | Tier 1 |  |  | Unknown | No Tier
0943250000005 | 8706 | Green Valley Dr | Houston | 77055 |  | 29.7877 | -95.50233 | Non-Lead | Don't Know | Unknown |  | Unknown - Material Unknown | Before 1989 |  | Unknown |  |  |  | Single Family Residence |  |  |  | Tier 5 |  |  | Unknown | No Tier
0800560000006 | 8701 | Cedardale Dr | Houston | 77055 |  | 29.79463 | -95.50224 | Non-Lead | Don't Know | Unknown |  | Unknown - Material Unknown | Before 1989 |  | Unknown |  |  |  | Single Family Residence |  |  |  | Tier 5 |  |  | Unknown | No Tier
1100300000008 | 1124 | Krist Dr | Houston | 77055 |  | 29.78969 | -95.49129 | Non-Lead - Other | Don't Know | Unknown | (CIP 2024) Service Line Replacement | Unknown - Material Unknown | Before 1989 |  | Unknown |  |  |  | Single Family Residence |  |  |  | Tier 1 |  |  | Lead | No Tier
1100290000003 | 8345 | Winningham Ln | Houston | 77055 |  | 29.78809 | -95.49456 | Non-Lead - Other | Don't Know | Unknown | (CIP 2024) Service Line Replacement | Unknown - Material Unknown | Before 1989 |  | Unknown |  |  |  | Single Family Residence |  |  |  | Tier 1 |  |  | Lead | No Tier
0791300110191 | 1323 | Neeley Dr | Houston | 77055 |  | 29.79299 | -95.49972 | Non-Lead | Don't Know | Unknown |  | Unknown - Material Unknown | Before 1989 |  | Unknown |  |  |  | Single Family Residence |  |  |  | Tier 5 |  |  | Unknown | No Tier
0800620000041 | 1333 | Voss Rd | Houston | 77055 |  | 29.75296 | -95.50101 | Non-Lead | Don't Know | Unknown |  | Unknown - Material Unknown | Before 1989 |  | Unknown |  |  |  | Single Family Residence |  |  |  | Tier 5 |  |  | Unknown | No Tier
1135090000001 | 1155 | Bingle Rd | Houston | 77055 |  | 29.78922 | -95.50078 | Non-Lead | Don't Know | Unknown |  | Unknown - Material Unknown | Before 1989 |  | Unknown |  |  |  | Single Family Residence |  |  |  | Tier 5 |  |  | Unknown | No Tier
0810620000007 | 1103 | Green Valley Dr | Houston | 77055 |  | 29.78719 | -95.50395 | Non-Lead | Don't Know | Unknown |  | Unknown - Material Unknown | Before 1989 |  | Unknown |  |  |  | Single Family Residence |  |  |  | Tier 5 |  |  | Unknown | No Tier
0810370000083 | 1414 | Cedarbrook Dr | Houston | 77055 |  | 29.79493 | -95.50521 | Non-Lead | Don't Know | Unknown |  | Unknown - Material Unknown | Before 1989 |  | Unknown |  |  |  | Single Family Residence |  |  |  | Tier 5 |  |  | Unknown | No Tier
0761470020012 | 1230 | Mickey Way | Houston | 77055 |  | 29.79108 | -95.51034 | Non-Lead | Don't Know | Unknown |  | Unknown - Material Unknown | Before 1989 |  | Unknown |  |  |  | Single Family Residence |  |  |  | Tier 5 |  |  | Unknown | No Tier
0805500000242 | 1317 | Pech Rd | Houston | 77055 |  | 29.79259 | -95.4958 | Non-Lead | Don't Know | Unknown |  | Unknown - Material Unknown | Before 1989 |  | Unknown |  |  |  | Single Family Residence |  |  |  | Tier 5 |  |  | Unknown | No Tier
0800560000009 | 8613 | Cedardale Dr | Houston | 77055 |  | 29.79474 | -95.50147 | Non-Lead | Don't Know | Unknown |  | Unknown - Material Unknown | Before 1989 |  | Unknown |  |  |  | Single Family Residence |  |  |  | Tier 5 |  |  | Unknown | No Tier
0805500000237 | 6 | Tal Ct | Houston | 77055 |  | 29.79275 | -95.49651 | Non-Lead | Don't Know | Unknown |  | Unknown - Material Unknown | Before 1989 |  | Unknown |  |  |  | Single Family Residence |  |  |  | Tier 5 |  |  | Unknown | No Tier
0772490010001 | 9046 | Bace Dr | Houston | 77055 |  | 29.78871 | -95.51368 | Non-Lead | Don't Know | Unknown |  | Unknown - Material Unknown | Before 1989 |  | Unknown |  |  |  | Single Family Residence |  |  |  | Tier 5 |  |  | Unknown | No Tier
0925970000005 | 1018 | Ben Hur Dr | Houston | 77055 |  | 29.78606 | -95.50519 | Non-Lead | Don't Know | Unknown |  | Unknown - Material Unknown | Before 1989 |  | Unknown |  |  |  | Single Family Residence |  |  |  | Tier 5 |  |  | Unknown | No Tier
0803050020001 | 1122 | Traweek St | Houston | 77055 |  | 29.78815 | -95.5104 | Non-Lead | Don't Know | Unknown |  | Unknown - Material Unknown | Before 1989 |  | Unknown |  |  |  | Single Family Residence |  |  |  | Tier 5 |  |  | Unknown | No Tier
1100310000005 | 8320 | Cedarspur Dr | Houston | 77055 |  | 29.79042 | -95.49423 | Non-Lead - Other | Yes | After 2014 | October 2024 replaced as part of CIP project | Unknown - Material Unknown | Before 1989 |  | Unknown |  |  |  | Single Family Residence |  |  |  | Tier 1 |  |  | Unknown | No Tier
0805520000252 | 8433 | Merlin Dr | Houston | 77055 |  | 29.79183 | -95.49786 | Non-Lead | Don't Know | Unknown |  | Unknown - Material Unknown | Before 1989 |  | Unknown |  |  |  | Single Family Residence |  |  |  | Tier 5 |  |  | Unknown | No Tier
0440340020080 | 8404 | Burkhart Rd | Houston | 77055 |  | 29.79 | -95.49658 | Non-Lead - Other | Don't Know | After 2014 | (CIP 2025) Service Line Replacement | Unknown - Material Unknown | Before 1989 |  | Unknown |  |  |  | Single Family Residence |  |  |  | Tier 1 |  |  | Unknown | No Tier
0912340000002 | 8725 | Burkhart Rd | Houston | 77055 |  | 29.78903 | -95.50321 | Non-Lead | Don't Know | Unknown |  | Unknown - Material Unknown | Before 1989 |  | Unknown |  |  |  | Single Family Residence |  |  |  | Tier 5 |  |  | Unknown | No Tier
0800560000001 | 8721 | Cedardale Dr | Houston | 77055 |  | 29.79465 | -95.50363 | Non-Lead | Don't Know | Unknown |  | Unknown - Material Unknown | Before 1989 |  | Unknown |  |  |  | Single Family Residence |  |  |  | Tier 5 |  |  | Unknown | No Tier
1089940000005 | 9028 | Larston St | Houston | 77055 |  | 29.79214 | -95.51288 | Non-Lead | Don't Know | Unknown |  | Unknown - Material Unknown | Before 1989 |  | Unknown |  |  |  | Single Family Residence |  |  |  | Tier 5 |  |  | Unknown | No Tier
0800560000008 | 8617 | Cedardale Dr | Houston | 77055 |  | 29.79474 | -95.50174 | Non-Lead | Don't Know | Unknown |  | Unknown - Material Unknown | Before 1989 |  | Unknown |  |  |  | Single Family Residence |  |  |  | Tier 5 |  |  | Unknown | No Tier
0810630000001 | 1041 | Voss Rd | Houston | 77055 |  | 29.75642 | -95.50084 | Non-Lead | Don't Know | Unknown |  | Unknown - Material Unknown | Before 1989 |  | Unknown |  |  |  | Single Family Residence |  |  |  | Tier 5 |  |  | Unknown | No Tier
0805590000359 | 8301 | Cedarbrake Dr | Houston | 77055 |  | 29.79082 | -95.49317 | Non-Lead | Don't Know | Unknown |  | Unknown - Material Unknown | Before 1989 |  | Unknown |  |  |  | Single Family Residence |  |  |  | Tier 5 |  |  | Unknown | No Tier
0925950000001 | 8822 | Winningham Ln | Houston | 77055 |  | 29.7889 | -95.50515 | Non-Lead | Don't Know | Unknown |  | Unknown - Material Unknown | Before 1989 |  | Unknown |  |  |  | Single Family Residence |  |  |  | Tier 5 |  |  | Unknown | No Tier
0800620000033 | 1310 | Caudle Dr | Houston | 77055 |  | 29.79346 | -95.50438 | Non-Lead | Don't Know | Unknown |  | Unknown - Material Unknown | Before 1989 |  | Unknown |  |  |  | Single Family Residence |  |  |  | Tier 5 |  |  | Unknown | No Tier
0430080000741 | 1102 | Adkins Rd | Houston | 77055 |  | 29.78721 | -95.51998 | Non-Lead | Don't Know | Unknown |  | Unknown - Material Unknown | Unknown |  | Unknown |  |  |  | Single Family Residence |  |  |  | Tier 5 |  |  | Unknown | No Tier
0925960000004 | 8822 | Cavell Ct. | Houston | 77055 |  | 29.78635 | -95.50571 | Non-Lead | Don't Know | Unknown |  | Unknown - Material Unknown | Before 1989 |  | Unknown |  |  |  | Single Family Residence |  |  |  | Tier 5 |  |  | Unknown | No Tier
0805580000336 | 8317 | Merlin Dr | Houston | 77055 |  | 29.79171 | -95.49422 | Non-Lead | Don't Know | Unknown |  | Unknown - Material Unknown | Before 1989 |  | Unknown |  |  |  | Single Family Residence |  |  |  | Tier 5 |  |  | Unknown | No Tier
0822740000105 | 8825 | Cedarspur Dr | Houston | 77055 |  | 29.79013 | -95.50525 | Non-Lead | Don't Know | Unknown |  | Unknown - Material Unknown | Before 1989 |  | Unknown |  |  |  | Single Family Residence |  |  |  | Tier 5 |  |  | Unknown | No Tier
1168270000004 | 8 | Inverness Park Way | Houston | 77055 |  | 29.79261 | -95.50844 | Non-Lead | Don't Know | Unknown |  | Unknown - Material Unknown | Before 1989 |  | Unknown |  |  |  | Single Family Residence |  |  |  | Tier 5 |  |  | Unknown | No Tier
0805480000212 | 8526 | Merlin Dr | Houston | 77055 |  | 29.79232 | -95.49994 | Non-Lead | Don't Know | Unknown |  | Unknown - Material Unknown | Before 1989 |  | Unknown |  |  |  | Single Family Residence |  |  |  | Tier 5 |  |  | Unknown | No Tier
1100280000007 | 8421 | Winningham Ln | Houston | 77055 |  | 29.78832 | -95.49674 | Non-Lead - Other | Don't Know | After 2014 | Replaced in April 2025 CIP project | Unknown - Material Unknown | Before 1989 |  | Unknown |  |  |  | Single Family Residence |  |  |  | Tier 1 |  |  | Unknown | No Tier
0810350000073 | 8730 | Cedardale Dr | Houston | 77055 |  | 29.79513 | -95.50433 | Non-Lead | Don't Know | Unknown |  | Unknown - Material Unknown | Before 1989 |  | Unknown |  |  |  | Single Family Residence |  |  |  | Tier 5 |  |  | Unknown | No Tier
1000390000001 | 9023 | Lupton Ct | Houston | 77055 |  | 29.79248 | -95.51368 | Non-Lead | Don't Know | Unknown |  | Unknown - Material Unknown | Before 1989 |  | Unknown |  |  |  | Single Family Residence |  |  |  | Tier 5 |  |  | Unknown | No Tier
0924690000005 | 8714 | Cedarspur Dr | Houston | 77055 |  | 29.79053 | -95.50248 | Non-Lead | Don't Know | Unknown |  | Unknown - Material Unknown | Before 1989 |  | Unknown |  |  |  | Single Family Residence |  |  |  | Tier 5 |  |  | Unknown | No Tier
1315990010002 | 8840 | Larston St | Houston | 77055 |  | 29.79214 | -95.50686 | Non-Lead | Don't Know | Unknown |  | Unknown - Material Unknown | Before 1989 |  | Unknown |  |  |  | Single Family Residence |  |  |  | Tier 5 |  |  | Unknown | No Tier
0805490000221 | 8506 | Merlin Dr | Houston | 77055 |  | 29.79233 | -95.49894 | Non-Lead | Don't Know | Unknown |  | Unknown - Material Unknown | Before 1989 |  | Unknown |  |  |  | Single Family Residence |  |  |  | Tier 5 |  |  | Unknown | No Tier
0833240000003 | 1328 | Mickey Way | Houston | 77055 |  | 29.79357 | -95.51025 | Non-Lead | Don't Know | Unknown |  | Unknown - Material Unknown | Before 1989 |  | Unknown |  |  |  | Single Family Residence |  |  |  | Tier 5 |  |  | Unknown | No Tier
0925950000022 | 8830 | Cardwell Dr | Houston | 77055 |  | 29.78746 | -95.5062 | Non-Lead | Don't Know | Unknown |  | Unknown - Material Unknown | Before 1989 |  | Unknown |  |  |  | Single Family Residence |  |  |  | Tier 5 |  |  | Unknown | No Tier
0912350000002 | 8726 | Burkhart Rd | Houston | 77055 |  | 29.78951 | -95.50323 | Non-Lead | Don't Know | Unknown |  | Unknown - Material Unknown | Before 1989 |  | Unknown |  |  |  | Single Family Residence |  |  |  | Tier 5 |  |  | Unknown | No Tier
1070080000007 | 8836 | Larston St | Houston | 77055 |  | 29.792 | -95.50655 | Non-Lead | Don't Know | Unknown |  | Unknown - Material Unknown | Before 1989 |  | Unknown |  |  |  | Single Family Residence |  |  |  | Tier 5 |  |  | Unknown | No Tier
1100330000008 | 8307 | Cedarspur Dr | Houston | 77055 |  | 29.78991 | -95.4932 | Non-Lead - Other | Yes | After 2014 | October 2024 replaced as part of CIP project | Unknown - Material Unknown | Before 1989 |  | Unknown |  |  |  | Single Family Residence |  |  |  | Tier 1 |  |  | Unknown | No Tier
0805580000348 | 8328 | Cedarbrake Dr | Houston | 77055 |  | 29.79133 | -95.49466 | Non-Lead | Don't Know | Unknown |  | Unknown - Material Unknown | Before 1989 |  | Unknown |  |  |  | Single Family Residence |  |  |  | Tier 5 |  |  | Unknown | No Tier
0791300090158 | 8510 | Westview Dr | Houston | 77055 |  | 29.79418 | -95.49919 | Non-Lead | Don't Know | Unknown |  | Unknown - Material Unknown | Before 1989 |  | Unknown |  |  |  | Single Family Residence |  |  |  | Tier 5 |  |  | Unknown | No Tier
440340020342 | 8880 | Westview Dr | Houston | 77055 |  | 29.79439 | -95.50933 | Non-Lead | Don't Know | Unknown |  | Unknown - Material Unknown | Unknown |  | Unknown |  |  |  | Other |  |  |  | Tier 5 |  |  | Unknown | No Tier
440340020023 | 1119 | Adkins Road | Houston | 77055 |  | 29.78724146698096 | -95.5205942456282 | Non-Lead | Don't Know | Unknown |  | Unknown - Material Unknown | Unknown |  | Unknown |  |  |  | Building |  |  |  | Tier 5 |  |  | Unknown | No Tier
0803040000006 | 14 | Fries Ct | Houston | 77055 |  | 29.78892 | -95.50991 | Non-Lead | Don't Know | Unknown |  | Unknown - Material Unknown | Before 1989 |  | Unknown |  |  |  | Single Family Residence |  |  |  | Tier 5 |  |  | Unknown | No Tier
0810620000006 | 1107 | Green Valley Dr | Houston | 77055 |  | 29.78748 | -95.50428 | Non-Lead | Don't Know | Unknown |  | Unknown - Material Unknown | Before 1989 |  | Unknown |  |  |  | Single Family Residence |  |  |  | Tier 5 |  |  | Unknown | No Tier
0800550000018 | 8622 | Lupton Ln | Houston | 77055 |  | 29.79314 | -95.50197 | Non-Lead | Don't Know | Unknown |  | Unknown - Material Unknown | Before 1989 |  | Unknown |  |  |  | Single Family Residence |  |  |  | Tier 5 |  |  | Unknown | No Tier
1100310000003 | 8328 | Cedarspur Dr | Houston | 77055 |  | 29.79041 | -95.49468 | Non-Lead - Other | Yes | After 2014 | October 2024 replaced as part of CIP project | Unknown - Material Unknown | Before 1989 |  | Unknown |  |  |  | Single Family Residence |  |  |  | Tier 1 |  |  | Unknown | No Tier
1100300000001 | 8301 | Winningham Ln | Houston | 77055 |  | 29.78815 | -95.49166 | Non-Lead - Other | Yes | After 2014 | Replaced November 2024 as a part of CIP project | Unknown - Material Unknown | Before 1989 |  | Unknown |  |  |  | Single Family Residence |  |  |  | Tier 1 |  |  | Unknown | No Tier
1041080000004 | 9213 | Hilldale St. | Houston | 77055 |  | 29.78769 | -95.51893 | Non-Lead | Don't Know | Unknown |  | Unknown - Material Unknown | Before 1989 |  | Unknown |  |  |  | Single Family Residence |  |  |  | Tier 5 |  |  | Unknown | No Tier
0925950000012 | 1110 | Ben Hur Dr | Houston | 77055 |  | 29.78776 | -95.50525 | Non-Lead | Don't Know | Unknown |  | Unknown - Material Unknown | Before 1989 |  | Unknown |  |  |  | Single Family Residence |  |  |  | Tier 5 |  |  | Unknown | No Tier
1089940000001 | 9012 | Larston St | Houston | 77055 |  | 29.79218 | -95.51192 | Non-Lead | Don't Know | Unknown |  | Unknown - Material Unknown | Before 1989 |  | Unknown |  |  |  | Single Family Residence |  |  |  | Tier 5 |  |  | Unknown | No Tier
0800590000003 | 1325 | Ben Hur Dr | Houston | 77055 |  | 29.79354 | -95.50611 | Non-Lead | Don't Know | Unknown |  | Unknown - Material Unknown | Before 1989 |  | Unknown |  |  |  | Single Family Residence |  |  |  | Tier 5 |  |  | Unknown | No Tier
1100320000004 | 1201 | Pech Rd | Houston | 77055 |  | 29.78958 | -95.49525 | Non-Lead - Other | Yes | After 2014 | Replaced in November 2024 as part of CIP project | Unknown - Material Unknown | Before 1989 |  | Unknown |  |  |  | Single Family Residence |  |  |  | Tier 1 |  |  | Unknown | No Tier
0810660000005 | 1013 | Teresa Dr | Houston | 77055 |  | 29.78582 | -95.50477 | Non-Lead | Don't Know | Unknown |  | Unknown - Material Unknown | Before 1989 |  | Unknown |  |  |  | Single Family Residence |  |  |  | Tier 5 |  |  | Unknown | No Tier
1124990000006 | 8610 | Cedarspur Dr | Houston | 77055 |  | 29.79056 | -95.50119 | Non-Lead - Other | Yes | After 2014 | (CIP 2025) Service Line Replacement | Unknown - Material Unknown | Before 1989 |  | Unknown |  |  |  | Single Family Residence |  |  |  | Tier 1 |  |  | Unknown | No Tier
0805520000254 | 8425 | Merlin Dr | Houston | 77055 |  | 29.79183 | -95.49732 | Non-Lead | Don't Know | Unknown |  | Unknown - Material Unknown | Before 1989 |  | Unknown |  |  |  | Single Family Residence |  |  |  | Tier 5 |  |  | Unknown | No Tier
0943260000009 | 8715 | Green Valley Dr | Houston | 77055 |  | 29.78714 | -95.50285 | Non-Lead | Don't Know | Unknown |  | Unknown - Material Unknown | Before 1989 |  | Unknown |  |  |  | Single Family Residence |  |  |  | Tier 5 |  |  | Unknown | No Tier
1160150010001 | 8444 | Burkhart Rd | Houston | 77055 |  | 29.78981 | -95.49888 | Non-Lead - Other | Don't Know | Unknown | (CIP 2024) Service Line Replacement | Unknown - Material Unknown | Between 1989 and 2014 |  | Unknown |  |  |  | Single Family Residence |  |  |  | Tier 1 |  |  | Lead | No Tier
440340020482 | 1224 | Campbell Rd | Houston | 77055 |  | 29.79126 | -95.51358 | Non-Lead | Don't Know | Unknown |  | Unknown - Material Unknown | Unknown |  | Unknown |  |  |  | Single Family Residence |  |  |  | Tier 5 |  |  | Unknown | No Tier
0924690000006 | 8710 | Cedarspur Dr | Houston | 77055 |  | 29.79053 | -95.50213 | Non-Lead | Don't Know | Unknown |  | Unknown - Material Unknown | Before 1989 |  | Unknown |  |  |  | Single Family Residence |  |  |  | Tier 5 |  |  | Unknown | No Tier
0772490060002 | 9013 | W Tex Dr | Houston | 77055 |  | 29.78577 | -95.51155 | Non-Lead | Don't Know | Unknown |  | Unknown - Material Unknown | Before 1989 |  | Unknown |  |  |  | Single Family Residence |  |  |  | Tier 5 |  |  | Unknown | No Tier
0780330010017 | 8624 | Merlin Dr | Houston | 77055 |  | 29.79228 | -95.50257 | Non-Lead | Don't Know | Unknown |  | Unknown - Material Unknown | Before 1989 |  | Unknown |  |  |  | Single Family Residence |  |  |  | Tier 5 |  |  | Unknown | No Tier
0800580000006 | 8622 | Lanell Ln | Houston | 77055 |  | 29.79629 | -95.50206 | Non-Lead | Don't Know | Unknown |  | Unknown - Material Unknown | Before 1989 |  | Unknown |  |  |  | Single Family Residence |  |  |  | Tier 5 |  |  | Unknown | No Tier
1124990000003 | 8609 | Cedarspur Dr | Houston | 77055 |  | 29.78999 | -95.5012 | Non-Lead - Other | Don't Know | After 2014 | (CIP 2025) Service Line Replacement | Unknown - Material Unknown | Before 1989 |  | Unknown |  |  |  | Single Family Residence |  |  |  | Tier 1 |  |  | Unknown | No Tier
0833260000015 | 9013 | Larston St | Houston | 77055 |  | 29.79157 | -95.51165 | Non-Lead | Don't Know | Unknown |  | Unknown - Material Unknown | Before 1989 |  | Unknown |  |  |  | Single Family Residence |  |  |  | Tier 5 |  |  | Unknown | No Tier
0805560000299 | 1308 | Modiste St | Houston | 77055 |  | 29.79157 | -95.49812 | Non-Lead | Don't Know | Unknown |  | Unknown - Material Unknown | Before 1989 |  | Unknown |  |  |  | Single Family Residence |  |  |  | Tier 5 |  |  | Unknown | No Tier
0791300100175 | 8428 | Raylin Dr | Houston | 77055 |  | 29.79364 | -95.49736 | Non-Lead | Don't Know | Unknown |  | Unknown - Material Unknown | Before 1989 |  | Unknown |  |  |  | Single Family Residence |  |  |  | Tier 5 |  |  | Unknown | No Tier
0830790000010 | 8937 | Croes Dr | Houston | 77055 |  | 29.79037 | -95.5099 | Non-Lead | Don't Know | Unknown |  | Unknown - Material Unknown | Before 1989 |  | Unknown |  |  |  | Single Family Residence |  |  |  | Tier 5 |  |  | Unknown | No Tier
0912340000005 | 8713 | Burkhart Rd | Houston | 77055 |  | 29.78903 | -95.50248 | Non-Lead | Don't Know | Unknown |  | Unknown - Material Unknown | After 2014 |  | Unknown |  |  |  | Single Family Residence |  |  |  | Tier 5 |  |  | Unknown | No Tier
0791300090166 | 8419 | Lofland Dr | Houston | 77055 |  | 29.79469 | -95.49841 | Non-Lead | Don't Know | Unknown |  | Unknown - Material Unknown | Before 1989 |  | Unknown |  |  |  | Single Family Residence |  |  |  | Tier 5 |  |  | Unknown | No Tier
0805550000293 | 1307 | Modiste St | Houston | 77055 |  | 29.79156 | -95.49866 | Non-Lead | Don't Know | Unknown |  | Unknown - Material Unknown | Before 1989 |  | Unknown |  |  |  | Single Family Residence |  |  |  | Tier 5 |  |  | Unknown | No Tier
0810330000064 | 8802 | Lanell Ln | Houston | 77055 |  | 29.79577 | -95.50529 | Non-Lead | Don't Know | Unknown |  | Unknown - Material Unknown | Before 1989 |  | Unknown |  |  |  | Single Family Residence |  |  |  | Tier 5 |  |  | Unknown | No Tier
1100330000030 | 8308 | Winningham Ln | Houston | 77055 |  | 29.7886 | -95.49309 | Non-Lead - Other | Don't Know | Unknown | (CIP 2024) Service Line Replacement | Unknown - Material Unknown | Before 1989 |  | Unknown |  |  |  | Single Family Residence |  |  |  | Tier 1 |  |  | Lead | No Tier
1000390000003 | 9015 | Lupton Ct | Houston | 77055 |  | 29.7925 | -95.51319 | Non-Lead | Don't Know | Unknown |  | Unknown - Material Unknown | Before 1989 |  | Unknown |  |  |  | Single Family Residence |  |  |  | Tier 5 |  |  | Unknown | No Tier
0805530000268 | 8330 | Leafy Ln | Houston | 77055 |  | 29.79334 | -95.49398 | Non-Lead | Don't Know | Unknown |  | Unknown - Material Unknown | Before 1989 |  | Unknown |  |  |  | Single Family Residence |  |  |  | Tier 5 |  |  | Unknown | No Tier
1144080000003 | 9209 | Cardwell Dr | Houston | 77055 |  | 29.78637 | -95.51887 | Non-Lead | Don't Know | Unknown |  | Unknown - Material Unknown | Before 1989 |  | Unknown |  |  |  | Single Family Residence |  |  |  | Tier 5 |  |  | Unknown | No Tier
1000390000013 | 9010 | Lupton Ct | Houston | 77055 |  | 29.79303 | -95.51295 | Non-Lead | Don't Know | Unknown |  | Unknown - Material Unknown | After 2014 |  | Unknown |  |  |  | Single Family Residence |  |  |  | Tier 5 |  |  | Unknown | No Tier
1100330000042 | 8324 | Burkhart Cir | Houston | 77055 |  | 29.78947 | -95.49406 | Non-Lead - Other | Yes | After 2014 | Replaced in November 2024 as part of CIP project | Unknown - Material Unknown | Before 1989 |  | Unknown |  |  |  | Single Family Residence |  |  |  | Tier 1 |  |  | Unknown | No Tier
0805520000262 | 1309 | Pech Rd | Houston | 77055 |  | 29.79183 | -95.49573 | Non-Lead | Don't Know | Unknown |  | Unknown - Material Unknown | Before 1989 |  | Unknown |  |  |  | Single Family Residence |  |  |  | Tier 5 |  |  | Unknown | No Tier
0660530000025 | 8841 | Cedarbrake Dr | Houston | 77055 |  | 29.79103 | -95.50659 | Non-Lead | Don't Know | Unknown |  | Unknown - Material Unknown | Before 1989 |  | Unknown |  |  |  | Single Family Residence |  |  |  | Tier 5 |  |  | Unknown | No Tier
1100330000005 | 8317 | Cedarspur Dr | Houston | 77055 |  | 29.7899 | -95.49386 | Non-Lead - Other | Yes | After 2014 | October 2024 replaced as part of CIP project | Unknown - Material Unknown | Before 1989 |  | Unknown |  |  |  | Single Family Residence |  |  |  | Tier 1 |  |  | Unknown | No Tier
0924680000013 | 8717 | Cedarspur Dr | Houston | 77055 |  | 29.78992 | -95.50279 | Non-Lead | Don't Know | Unknown |  | Unknown - Material Unknown | Before 1989 |  | Unknown |  |  |  | Single Family Residence |  |  |  | Tier 5 |  |  | Unknown | No Tier
0660350000002 | 1218 | Voss Road | Spring Valley Village | 77055 |  | 29.79099921436878 | -95.50337442492354 | Non-Lead | Don't Know | Unknown |  | Unknown - Material Unknown | Before 1989 |  | Unknown |  |  |  | Multiple Family Residence |  |  |  | Tier 5 |  |  | Unknown | No Tier
0772490050004 | 1106 | Traweek St | Houston | 77055 |  | 29.7871 | -95.51032 | Non-Lead | Don't Know | Unknown |  | Unknown - Material Unknown | Before 1989 |  | Unknown |  |  |  | Single Family Residence |  |  |  | Tier 5 |  |  | Unknown | No Tier
0822730000099 | 8822 | Cedarspur Dr | Houston | 77055 |  | 29.79063 | -95.50504 | Non-Lead | Don't Know | Unknown |  | Unknown - Material Unknown | Between 1989 and 2014 |  | Unknown |  |  |  | Single Family Residence |  |  |  | Tier 5 |  |  | Unknown | No Tier
0800570000014 | 8702 | Cedardale Dr | Houston | 77055 |  | 29.79524 | -95.50234 | Non-Lead | Don't Know | Unknown |  | Unknown - Material Unknown | Before 1989 |  | Unknown |  |  |  | Single Family Residence |  |  |  | Tier 5 |  |  | Unknown | No Tier
0925960000005 | 8826 | Cavell Ct. | Houston | 77055 |  | 29.78635 | -95.50596 | Non-Lead | Don't Know | Unknown |  | Unknown - Material Unknown | Before 1989 |  | Unknown |  |  |  | Single Family Residence |  |  |  | Tier 5 |  |  | Unknown | No Tier
0761470010002 | 9052 | Elizabeth Rd | Houston | 77055 |  | 29.79097 | -95.51359 | Non-Lead | Don't Know | Unknown |  | Unknown - Material Unknown | Before 1989 |  | Unknown |  |  |  | Single Family Residence |  |  |  | Tier 5 |  |  | Unknown | No Tier
0805530000265 | 8342 | Leafy Ln | Houston | 77055 |  | 29.79338 | -95.49482 | Non-Lead | Don't Know | Unknown |  | Unknown - Material Unknown | Before 1989 |  | Unknown |  |  |  | Single Family Residence |  |  |  | Tier 5 |  |  | Unknown | No Tier
0803050000019 | 8917 | Bace Dr | Houston | 77055 |  | 29.78799 | -95.50949 | Non-Lead | Don't Know | Unknown |  | Unknown - Material Unknown | Before 1989 |  | Unknown |  |  |  | Single Family Residence |  |  |  | Tier 5 |  |  | Unknown | No Tier
0805520000258 | 8413 | Merlin Dr | Houston | 77055 |  | 29.79183 | -95.49651 | Non-Lead | Don't Know | Unknown |  | Unknown - Material Unknown | Before 1989 |  | Unknown |  |  |  | Single Family Residence |  |  |  | Tier 5 |  |  | Unknown | No Tier
0440340020519 | 1065 | Bingle Road | Spring Valley Village | 77055 |  | 29.78657623134218 | -95.50256309547629 | Non-Lead | Don't Know | Unknown |  | Unknown - Material Unknown | Unknown |  | Unknown |  |  |  | Other |  |  |  | Tier 5 |  |  | Unknown | No Tier
0440340020087 | 8418 | Burkhart Rd | Houston | 77055 |  | 29.79 | -95.49723 | Non-Lead - Other | Don't Know | After 2014 | (CIP 2025) Service Line Replacement | Unknown - Material Unknown | Before 1989 |  | Unknown |  |  |  | Single Family Residence |  |  |  | Tier 1 |  |  | Unknown | No Tier
1100280000002 | 8439 | Winningham Ln | Houston | 77055 |  | 29.78832 | -95.49785 | Non-Lead - Other | Don't Know | After 2014 | Replaced in April 2025 CIP project | Unknown - Material Unknown | Before 1989 |  | Unknown |  |  |  | Single Family Residence |  |  |  | Tier 1 |  |  | Unknown | No Tier
0810640000001 | 8715 | Cavell Ln | Houston | 77055 |  | 29.78574 | -95.50307 | Non-Lead | Don't Know | Unknown |  | Unknown - Material Unknown | Before 1989 |  | Unknown |  |  |  | Single Family Residence |  |  |  | Tier 5 |  |  | Unknown | No Tier
0912340000008 | 8701 | Burkhart Rd | Houston | 77055 |  | 29.78903 | -95.50174 | Non-Lead | Don't Know | Unknown |  | Unknown - Material Unknown | Before 1989 |  | Unknown |  |  |  | Single Family Residence |  |  |  | Tier 5 |  |  | Unknown | No Tier
0912350000004 | 8718 | Burkhart Rd | Houston | 77055 |  | 29.78951 | -95.50272 | Non-Lead | Don't Know | Unknown |  | Unknown - Material Unknown | Before 1989 |  | Unknown |  |  |  | Single Family Residence |  |  |  | Tier 5 |  |  | Unknown | No Tier
0841220000004 | 8863 | Cardwell Dr | Houston | 77055 |  | 29.78698 | -95.50723 | Non-Lead | Don't Know | Unknown |  | Unknown - Material Unknown | Before 1989 |  | Unknown |  |  |  | Single Family Residence |  |  |  | Tier 5 |  |  | Unknown | No Tier
0731590010009 | 9190 | Katy Freeway | Spring Valley Village | 77055 |  | 29.785297288781038 | -95.51747907216215 | Non-Lead | Don't Know | Unknown |  | Unknown - Material Unknown | Before 1989 |  | Unknown |  |  |  | Building |  |  |  | Tier 5 |  |  | Unknown | No Tier
0660530000015 | 1321 | Fries Rd | Houston | 77055 |  | 29.79235 | -95.50875 | Non-Lead | Don't Know | Unknown |  | Unknown - Material Unknown | Before 1989 |  | Unknown |  |  |  | Single Family Residence |  |  |  | Tier 5 |  |  | Unknown | No Tier
440340020506 | 1313 | Campbell Road | Houston | 77055 |  | 29.792613722636105 | -95.51452007216238 | Non-Lead | Don't Know | Unknown |  | Unknown - Material Unknown | Unknown |  | Unknown |  |  |  | Building |  |  |  | Tier 5 |  |  | Unknown | No Tier
0810640000003 | 8723 | Cavell Ln | Houston | 77055 |  | 29.78569 | -95.50372 | Non-Lead | Don't Know | Unknown |  | Unknown - Material Unknown | Before 1989 |  | Unknown |  |  |  | Single Family Residence |  |  |  | Tier 5 |  |  | Unknown | No Tier
0810340000066 | 8730 | Lanell Ln | Houston | 77055 |  | 29.79607 | -95.5046 | Non-Lead | Don't Know | Unknown |  | Unknown - Material Unknown | Before 1989 |  | Unknown |  |  |  | Single Family Residence |  |  |  | Tier 5 |  |  | Unknown | No Tier
0822750000124 | 1209 | Ben Hur Dr | Houston | 77055 |  | 29.79021 | -95.5062 | Non-Lead | Don't Know | Unknown |  | Unknown - Material Unknown | Before 1989 |  | Unknown |  |  |  | Single Family Residence |  |  |  | Tier 5 |  |  | Unknown | No Tier
0791300120204 | 8425 | Raylin Dr | Houston | 77055 |  | 29.79307 | -95.49726 | Non-Lead | Don't Know | Unknown |  | Unknown - Material Unknown | Before 1989 |  | Unknown |  |  |  | Single Family Residence |  |  |  | Tier 5 |  |  | Unknown | No Tier
1100330000038 | 8335 | Burkhart Cir | Houston | 77055 |  | 29.78896 | -95.49475 | Non-Lead - Other | Yes | After 2014 | Replaced in November 2024 as part of CIP project | Unknown - Material Unknown | Before 1989 |  | Unknown |  |  |  | Single Family Residence |  |  |  | Tier 1 |  |  | Unknown | No Tier
1100330000045 | 8336 | Burkhart Cir | Houston | 77055 |  | 29.7895 | -95.49476 | Non-Lead - Other | Yes | After 2014 | Replaced in November 2024 as part of CIP project | Unknown - Material Unknown | Before 1989 |  | Unknown |  |  |  | Single Family Residence |  |  |  | Tier 1 |  |  | Unknown | No Tier
1168270000012 | 5 | Inverness Park Way | Houston | 77055 |  | 29.79247 | -95.5079 | Non-Lead | Don't Know | Unknown |  | Unknown - Material Unknown | Before 1989 |  | Unknown |  |  |  | Single Family Residence |  |  |  | Tier 5 |  |  | Unknown | No Tier
0822740000119 | 8830 | Burkhart Rd | Houston | 77055 |  | 29.78979 | -95.50547 | Non-Lead | Don't Know | Unknown |  | Unknown - Material Unknown | Before 1989 |  | Unknown |  |  |  | Single Family Residence |  |  |  | Tier 5 |  |  | Unknown | No Tier
1100330000033 | 8320 | Winningham Ln | Houston | 77055 |  | 29.78858 | -95.49377 | Non-Lead - Other | Yes | After 2014 | Replaced November 2024 as part of CIP project | Unknown - Material Unknown | Before 1989 |  | Unknown |  |  |  | Single Family Residence |  |  |  | Tier 1 |  |  | Unknown | No Tier
0810340000065 | 8734 | Lanell Ln | Houston | 77055 |  | 29.79595 | -95.50486 | Non-Lead | Don't Know | Unknown |  | Unknown - Material Unknown | Before 1989 |  | Unknown |  |  |  | Single Family Residence |  |  |  | Tier 5 |  |  | Unknown | No Tier
0810370000079 | 1413 | Bracher St. | Houston | 77055 |  | 29.7948 | -95.50467 | Non-Lead | Don't Know | Unknown |  | Unknown - Material Unknown | Before 1989 |  | Unknown |  |  |  | Single Family Residence |  |  |  | Tier 5 |  |  | Unknown | No Tier
0800570000004 | 8709 | Lanell Ln | Houston | 77055 |  | 29.79566 | -95.50285 | Non-Lead | Don't Know | Unknown |  | Unknown - Material Unknown | Before 1989 |  | Unknown |  |  |  | Single Family Residence |  |  |  | Tier 5 |  |  | Unknown | No Tier
0805590000356 | 8313 | Cedarbrake Dr | Houston | 77055 |  | 29.7908 | -95.49388 | Non-Lead | Don't Know | Unknown |  | Unknown - Material Unknown | Before 1989 |  | Unknown |  |  |  | Single Family Residence |  |  |  | Tier 5 |  |  | Unknown | No Tier
0835850000003 | 8722 | Winningham Ln | Houston | 77055 |  | 29.78865 | -95.50292 | Non-Lead | Don't Know | Unknown |  | Unknown - Material Unknown | Before 1989 |  | Unknown |  |  |  | Single Family Residence |  |  |  | Tier 5 |  |  | Unknown | No Tier
1089940000012 | 9033 | Larston St | Houston | 77055 |  | 29.7916 | -95.51286 | Non-Lead | Don't Know | Unknown |  | Unknown - Material Unknown | Before 1989 |  | Unknown |  |  |  | Single Family Residence |  |  |  | Tier 5 |  |  | Unknown | No Tier
0800540000005 | 8705 | Lupton Ln | Houston | 77055 |  | 29.79261 | -95.50247 | Non-Lead | Don't Know | Unknown |  | Unknown - Material Unknown | Before 1989 |  | Unknown |  |  |  | Single Family Residence |  |  |  | Tier 5 |  |  | Unknown | No Tier
1100320000003 | 1205 | Pech Rd | Houston | 77055 |  | 29.78978 | -95.49525 | Non-Lead - Other | Yes | After 2014 | October 2024 replaced as part of CIP project | Unknown - Material Unknown | Before 1989 |  | Unknown |  |  |  | Single Family Residence |  |  |  | Tier 1 |  |  | Unknown | No Tier
0925960000009 | 8823 | Cavell Ct. | Houston | 77055 |  | 29.78577 | -95.50571 | Non-Lead | Don't Know | Unknown |  | Unknown - Material Unknown | Before 1989 |  | Unknown |  |  |  | Single Family Residence |  |  |  | Tier 5 |  |  | Unknown | No Tier
0660530000035 | 1264 | Fries Rd | Houston | 77055 |  | 29.79103 | -95.50701 | Non-Lead | Don't Know | Unknown |  | Unknown - Material Unknown | Before 1989 |  | Unknown |  |  |  | Single Family Residence |  |  |  | Tier 5 |  |  | Unknown | No Tier
0440340030008 | 1132 | Fries Rd | Houston | 77055 |  | 29.78778 | -95.50785 | Non-Lead | Don't Know | Unknown |  | Unknown - Material Unknown | Before 1989 |  | Unknown |  |  |  | Single Family Residence |  |  |  | Tier 5 |  |  | Unknown | No Tier
0800630000048 | 8801 | Merlin Dr | Houston | 77055 |  | 29.79179 | -95.50397 | Non-Lead | Don't Know | Unknown |  | Unknown - Material Unknown | Before 1989 |  | Unknown |  |  |  | Single Family Residence |  |  |  | Tier 5 |  |  | Unknown | No Tier
1144080000004 | 9212 | Cardwell Dr | Houston | 77055 |  | 29.78662 | -95.51889 | Non-Lead | Don't Know | Unknown |  | Unknown - Material Unknown | Before 1989 |  | Unknown |  |  |  | Single Family Residence |  |  |  | Tier 5 |  |  | Unknown | No Tier
0791300120203 | 8429 | Raylin Dr | Houston | 77055 |  | 29.79306 | -95.49751 | Non-Lead | Don't Know | Unknown |  | Unknown - Material Unknown | Before 1989 |  | Unknown |  |  |  | Single Family Residence |  |  |  | Tier 5 |  |  | Unknown | No Tier
0805560000300 | 1306 | Modiste St | Houston | 77055 |  | 29.79137 | -95.49812 | Non-Lead | Don't Know | Unknown |  | Unknown - Material Unknown | Before 1989 |  | Unknown |  |  |  | Single Family Residence |  |  |  | Tier 5 |  |  | Unknown | No Tier
1000390000006 | 9003 | Lupton Ct | Houston | 77055 |  | 29.79259 | -95.51241 | Non-Lead | Don't Know | Unknown |  | Unknown - Material Unknown | Before 1989 |  | Unknown |  |  |  | Single Family Residence |  |  |  | Tier 5 |  |  | Unknown | No Tier
0805540000292 | 8341 | Leafy Ln | Houston | 77055 |  | 29.79274 | -95.49491 | Non-Lead | Don't Know | Unknown |  | Unknown - Material Unknown | Before 1989 |  | Unknown |  |  |  | Single Family Residence |  |  |  | Tier 5 |  |  | Unknown | No Tier
1100310000004 | 8324 | Cedarspur Dr | Houston | 77055 |  | 29.79041 | -95.49446 | Non-Lead - Other | Yes | After 2014 | October 2024 replaced as part of CIP project | Unknown - Material Unknown | Before 1989 |  | Unknown |  |  |  | Single Family Residence |  |  |  | Tier 1 |  |  | Unknown | No Tier
0780330010011 | 8602 | Merlin Dr | Houston | 77055 |  | 29.79226 | -95.50072 | Non-Lead | Don't Know | Unknown |  | Unknown - Material Unknown | Before 1989 |  | Unknown |  |  |  | Single Family Residence |  |  |  | Tier 5 |  |  | Unknown | No Tier
0800550000021 | 8710 | Lupton Ln | Houston | 77055 |  | 29.79315 | -95.50273 | Non-Lead | Don't Know | Unknown |  | Unknown - Material Unknown | Before 1989 |  | Unknown |  |  |  | Single Family Residence |  |  |  | Tier 5 |  |  | Unknown | No Tier
1100330000010 | 1213 | Krist Dr | Houston | 77055 |  | 29.78991 | -95.49269 | Non-Lead - Other | Yes | After 2014 | Line replaced in October 2024 as part of Capital Improvement Plan | Unknown - Material Unknown | Before 1989 |  | Unknown |  |  |  | Single Family Residence |  |  |  | Tier 1 |  |  | Unknown | No Tier
0791300100172 | 8423 | Westview Dr | Houston | 77055 |  | 29.79427 | -95.49677 | Non-Lead | Don't Know | Unknown |  | Unknown - Material Unknown | Before 1989 |  | Unknown |  |  |  | Single Family Residence |  |  |  | Tier 5 |  |  | Unknown | No Tier
0805550000298 | 1221 | Modiste St | Houston | 77055 |  | 29.79053 | -95.49868 | Non-Lead | Don't Know | Unknown |  | Unknown - Material Unknown | Before 1989 |  | Unknown |  |  |  | Single Family Residence |  |  |  | Tier 5 |  |  | Unknown | No Tier
0800570000016 | 8618 | Cedardale Dr | Houston | 77055 |  | 29.7953 | -95.50181 | Non-Lead | Don't Know | Unknown |  | Unknown - Material Unknown | Before 1989 |  | Unknown |  |  |  | Single Family Residence |  |  |  | Tier 5 |  |  | Unknown | No Tier
1089940000003 | 9020 | Larston St | Houston | 77055 |  | 29.79216 | -95.5124 | Non-Lead | Don't Know | Unknown |  | Unknown - Material Unknown | Before 1989 |  | Unknown |  |  |  | Single Family Residence |  |  |  | Tier 5 |  |  | Unknown | No Tier
1100330000029 | 8304 | Winningham Ln | Houston | 77055 |  | 29.7886 | -95.49286 | Non-Lead - Other | Don't Know | Unknown | (CIP 2024) Service Line Replacement | Unknown - Material Unknown | Before 1989 |  | Unknown |  |  |  | Single Family Residence |  |  |  | Tier 1 |  |  | Lead | No Tier
0833270000023 | 1301 | Mickey Way | Houston | 77055 |  | 29.79199 | -95.51096 | Non-Lead | Don't Know | Unknown |  | Unknown - Material Unknown | Before 1989 |  | Unknown |  |  |  | Single Family Residence |  |  |  | Tier 5 |  |  | Unknown | No Tier
0912350000005 | 8714 | Burkhart Rd | Houston | 77055 |  | 29.78951 | -95.50247 | Non-Lead | Don't Know | Unknown |  | Unknown - Material Unknown | Before 1989 |  | Unknown |  |  |  | Single Family Residence |  |  |  | Tier 5 |  |  | Unknown | No Tier
0803040000011 | 8914 | Bace Dr | Houston | 77055 |  | 29.78845 | -95.50917 | Non-Lead | Don't Know | Unknown |  | Unknown - Material Unknown | Before 1989 |  | Unknown |  |  |  | Single Family Residence |  |  |  | Tier 5 |  |  | Unknown | No Tier
0772490060001 | 9017 | W Tex Dr | Houston | 77055 |  | 29.78574 | -95.51208 | Non-Lead | Don't Know | Unknown |  | Unknown - Material Unknown | Before 1989 |  | Unknown |  |  |  | Single Family Residence |  |  |  | Tier 5 |  |  | Unknown | No Tier
1100320000008 | 1101 | Pech Rd | Houston | 77055 |  | 29.78874 | -95.49525 | Non-Lead - Other | Don't Know | After 2014 | Replaced in April 2025 CIP project | Unknown - Material Unknown | Before 1989 |  | Unknown |  |  |  | Single Family Residence |  |  |  | Tier 1 |  |  | Unknown | No Tier
0833270000018 | 1318 | Beutel Dr | Houston | 77055 |  | 29.79288 | -95.51137 | Non-Lead | Don't Know | Unknown |  | Unknown - Material Unknown | Before 1989 |  | Unknown |  |  |  | Single Family Residence |  |  |  | Tier 5 |  |  | Unknown | No Tier
1100320000002 | 1209 | Pech Rd | Houston | 77055 |  | 29.78999 | -95.49525 | Non-Lead - Other | Yes | After 2014 | October 2024 replaced as part of CIP project | Unknown - Material Unknown | Before 1989 |  | Unknown |  |  |  | Single Family Residence |  |  |  | Tier 1 |  |  | Unknown | No Tier
0810360000075 | 8725 | Cedardale Dr | Houston | 77055 |  | 29.79457 | -95.50387 | Non-Lead | Don't Know | Unknown |  | Unknown - Material Unknown | Before 1989 |  | Unknown |  |  |  | Single Family Residence |  |  |  | Tier 5 |  |  | Unknown | No Tier
1089940000007 | 9036 | Larston St | Houston | 77055 |  | 29.79213 | -95.51354 | Non-Lead | Don't Know | Unknown |  | Unknown - Material Unknown | After 2014 |  | Unknown |  |  |  | Single Family Residence |  |  |  | Tier 5 |  |  | Unknown | No Tier
0830800000017 | 8918 | Croes Dr | Houston | 77055 |  | 29.78992 | -95.50932 | Non-Lead | Don't Know | Unknown |  | Unknown - Material Unknown | Before 1989 |  | Unknown |  |  |  | Single Family Residence |  |  |  | Tier 5 |  |  | Unknown | No Tier
1000390000004 | 9011 | Lupton Ct | Houston | 77055 |  | 29.79251 | -95.51296 | Non-Lead | Don't Know | Unknown |  | Unknown - Material Unknown | Before 1989 |  | Unknown |  |  |  | Single Family Residence |  |  |  | Tier 5 |  |  | Unknown | No Tier
1173700000002 | 1242 | Bingle Rd | Houston | 77055 |  | 29.79153 | -95.49966 | Non-Lead | Don't Know | Unknown |  | Unknown - Material Unknown | Before 1989 |  | Unknown |  |  |  | Single Family Residence |  |  |  | Tier 5 |  |  | Unknown | No Tier
0800630000047 | 8802 | Cedarbrake Dr | Houston | 77055 |  | 29.79146 | -95.50396 | Non-Lead | Don't Know | Unknown |  | Unknown - Material Unknown | Before 1989 |  | Unknown |  |  |  | Single Family Residence |  |  |  | Tier 5 |  |  | Unknown | No Tier
0805520000261 | 8405 | Merlin Dr | Houston | 77055 |  | 29.79183 | -95.496 | Non-Lead | Don't Know | Unknown |  | Unknown - Material Unknown | Before 1989 |  | Unknown |  |  |  | Single Family Residence |  |  |  | Tier 5 |  |  | Unknown | No Tier
0822730000098 | 8818 | Cedarspur Dr | Houston | 77055 |  | 29.79064 | -95.50482 | Non-Lead | Don't Know | Unknown |  | Unknown - Material Unknown | Before 1989 |  | Unknown |  |  |  | Single Family Residence |  |  |  | Tier 5 |  |  | Unknown | No Tier
1070080000001 | 8860 | Larston St | Houston | 77055 |  | 29.79203 | -95.50803 | Non-Lead | Don't Know | Unknown |  | Unknown - Material Unknown | Before 1989 |  | Unknown |  |  |  | Single Family Residence |  |  |  | Tier 5 |  |  | Unknown | No Tier
0943250000006 | 8702 | Green Valley Dr | Houston | 77055 |  | 29.7877 | -95.50203 | Non-Lead | Don't Know | Unknown |  | Unknown - Material Unknown | Before 1989 |  | Unknown |  |  |  | Single Family Residence |  |  |  | Tier 5 |  |  | Unknown | No Tier
1100330000007 | 8309 | Cedarspur Dr | Houston | 77055 |  | 29.7899 | -95.49342 | Non-Lead - Other | Yes | After 2014 | October 2024 replaced as part of CIP project | Unknown - Material Unknown | Before 1989 |  | Unknown |  |  |  | Single Family Residence |  |  |  | Tier 1 |  |  | Unknown | No Tier
0805560000304 | 10 | Gens Ct | Houston | 77055 |  | 29.79148 | -95.49772 | Non-Lead | Don't Know | Unknown |  | Unknown - Material Unknown | Before 1989 |  | Unknown |  |  |  | Single Family Residence |  |  |  | Tier 5 |  |  | Unknown | No Tier
0805480000215 | 1320 | Bingle Rd | Houston | 77055 |  | 29.79279 | -95.50015 | Non-Lead | Don't Know | Unknown |  | Unknown - Material Unknown | Before 1989 |  | Unknown |  |  |  | Single Family Residence |  |  |  | Tier 5 |  |  | Unknown | No Tier
0925960000006 | 8830 | Cavell Court | Spring Valley Village | 77055 |  | 29.786326141159734 | -95.50620675437114 | Non-Lead | Don't Know | Unknown |  | Unknown - Material Unknown | Unknown |  | Unknown |  |  |  | Other |  |  |  | Tier 5 |  |  | Unknown | No Tier
0830800000013 | 8934 | Croes Dr | Houston | 77055 |  | 29.79077 | -95.50932 | Non-Lead | Don't Know | Unknown |  | Unknown - Material Unknown | Before 1989 |  | Unknown |  |  |  | Single Family Residence |  |  |  | Tier 5 |  |  | Unknown | No Tier
0800630000045 | 8810 | Cedarbrake Dr | Houston | 77055 |  | 29.79145 | -95.50449 | Non-Lead | Don't Know | Unknown |  | Unknown - Material Unknown | Before 1989 |  | Unknown |  |  |  | Single Family Residence |  |  |  | Tier 5 |  |  | Unknown | No Tier
0761470030027 | 1218 | Campbell Rd | Houston | 77055 |  | 29.79023 | -95.51359 | Non-Lead | Don't Know | Unknown |  | Unknown - Material Unknown | Before 1989 |  | Unknown |  |  |  | Single Family Residence |  |  |  | Tier 5 |  |  | Unknown | No Tier
0841210000007 | 8850 | Cardwell Dr | Houston | 77055 |  | 29.78749 | -95.50647 | Non-Lead | Don't Know | Unknown |  | Unknown - Material Unknown | Before 1989 |  | Unknown |  |  |  | Single Family Residence |  |  |  | Tier 5 |  |  | Unknown | No Tier
1124990000008 | 8600 | Cedarspur Dr | Houston | 77055 |  | 29.79055 | -95.50071 | Non-Lead - Other | Don't Know | After 2014 | (CIP 2025) Service Line Replacement | Unknown - Material Unknown | Before 1989 |  | Unknown |  |  |  | Single Family Residence |  |  |  | Tier 1 |  |  | Unknown | No Tier
0800610000027 | 8834 | Merlin Dr | Houston | 77055 |  | 29.79372 | -95.50544 | Non-Lead | Don't Know | Unknown |  | Unknown - Material Unknown | Before 1989 |  | Unknown |  |  |  | Single Family Residence |  |  |  | Tier 5 |  |  | Unknown | No Tier
0810370000076 | 1401 | Bracher St. | Houston | 77055 |  | 29.79415 | -95.50415 | Non-Lead | Don't Know | Unknown |  | Unknown - Material Unknown | Before 1989 |  | Unknown |  |  |  | Single Family Residence |  |  |  | Tier 5 |  |  | Unknown | No Tier
0810370000086 | 1402 | Cedarbrook Dr | Houston | 77055 |  | 29.79422 | -95.50464 | Non-Lead | Don't Know | Unknown |  | Unknown - Material Unknown | Before 1989 |  | Unknown |  |  |  | Single Family Residence |  |  |  | Tier 5 |  |  | Unknown | No Tier
0810610000003 | 1120 | Green Valley Dr | Houston | 77055 |  | 29.78797 | -95.50399 | Non-Lead | Don't Know | Unknown |  | Unknown - Material Unknown | Before 1989 |  | Unknown |  |  |  | Single Family Residence |  |  |  | Tier 5 |  |  | Unknown | No Tier
0805480000211 | 8530 | Merlin Dr | Houston | 77055 |  | 29.7923 | -95.5002 | Non-Lead | Don't Know | Unknown |  | Unknown - Material Unknown | Before 1989 |  | Unknown |  |  |  | Single Family Residence |  |  |  | Tier 5 |  |  | Unknown | No Tier
1100300000011 | 1210 | Krist Dr | Houston | 77055 |  | 29.79022 | -95.49196 | Non-Lead - Other | Yes | After 2014 | October 2024 replaced as part of CIP project | Unknown - Material Unknown | Before 1989 |  | Unknown |  |  |  | Single Family Residence |  |  |  | Tier 1 |  |  | Unknown | No Tier
0805520000259 | 8409 | Merlin Dr | Houston | 77055 |  | 29.79183 | -95.49625 | Non-Lead | Don't Know | Unknown |  | Unknown - Material Unknown | Before 1989 |  | Unknown |  |  |  | Single Family Residence |  |  |  | Tier 5 |  |  | Unknown | No Tier
0830790000008 | 8929 | Croes Dr | Houston | 77055 |  | 29.78994 | -95.5099 | Non-Lead | Don't Know | Unknown |  | Unknown - Material Unknown | Before 1989 |  | Unknown |  |  |  | Single Family Residence |  |  |  | Tier 5 |  |  | Unknown | No Tier
1100290000008 | 8329 | Winningham Ln | Houston | 77055 |  | 29.78808 | -95.49343 | Non-Lead - Other | Yes | After 2014 | Replaced November 2024 as a part of CIP project | Unknown - Material Unknown | Before 1989 |  | Unknown |  |  |  | Single Family Residence |  |  |  | Tier 1 |  |  | Unknown | No Tier
1100310000001 | 8336 | Cedarspur Dr | Houston | 77055 |  | 29.79041 | -95.49524 | Non-Lead - Other | Yes | After 2014 | October 2024 replaced as part of CIP project | Unknown - Material Unknown | Before 1989 |  | Unknown |  |  |  | Single Family Residence |  |  |  | Tier 1 |  |  | Unknown | No Tier
0822740000120 | 8834 | Burkhart Rd | Houston | 77055 |  | 29.78979 | -95.50569 | Non-Lead | Don't Know | Unknown |  | Unknown - Material Unknown | Before 1989 |  | Unknown |  |  |  | Single Family Residence |  |  |  | Tier 5 |  |  | Unknown | No Tier
0805570000329 | 8401 | Cedarbrake Dr | Houston | 77055 |  | 29.79063 | -95.49565 | Non-Lead | Don't Know | Unknown |  | Unknown - Material Unknown | Before 1989 |  | Unknown |  |  |  | Single Family Residence |  |  |  | Tier 5 |  |  | Unknown | No Tier
1070080000003 | 8852 | Larston St | Houston | 77055 |  | 29.79204 | -95.50754 | Non-Lead | Don't Know | Unknown |  | Unknown - Material Unknown | Before 1989 |  | Unknown |  |  |  | Single Family Residence |  |  |  | Tier 5 |  |  | Unknown | No Tier
0772490030007 | 1020 | Lone Star Dr | Houston | 77055 |  | 29.78645 | -95.51249 | Non-Lead | Don't Know | Unknown |  | Unknown - Material Unknown | Before 1989 |  | Unknown |  |  |  | Single Family Residence |  |  |  | Tier 5 |  |  | Unknown | No Tier
0805560000312 | 2 | Pom Ct | Houston | 77055 |  | 29.79148 | -95.49619 | Non-Lead | Don't Know | Unknown |  | Unknown - Material Unknown | Before 1989 |  | Unknown |  |  |  | Single Family Residence |  |  |  | Tier 5 |  |  | Unknown | No Tier
0805510000248 | 8513 | Merlin Dr | Houston | 77055 |  | 29.79183 | -95.49916 | Non-Lead | Don't Know | Unknown |  | Unknown - Material Unknown | Before 1989 |  | Unknown |  |  |  | Single Family Residence |  |  |  | Tier 5 |  |  | Unknown | No Tier
1100310000006 | 8316 | Cedarspur Dr | Houston | 77055 |  | 29.79042 | -95.494 | Non-Lead - Other | Yes | After 2014 | October 2024 replaced as part of CIP project | Unknown - Material Unknown | Before 1989 |  | Unknown |  |  |  | Single Family Residence |  |  |  | Tier 1 |  |  | Unknown | No Tier
0822740000110 | 8805 | Cedarspur Dr | Houston | 77055 |  | 29.79014 | -95.50414 | Non-Lead | Don't Know | Unknown |  | Unknown - Material Unknown | Before 1989 |  | Unknown |  |  |  | Single Family Residence |  |  |  | Tier 5 |  |  | Unknown | No Tier
0805500000225 | 1322 | Modiste St | Houston | 77055 |  | 29.79279 | -95.49814 | Non-Lead | Don't Know | Unknown |  | Unknown - Material Unknown | Before 1989 |  | Unknown |  |  |  | Single Family Residence |  |  |  | Tier 5 |  |  | Unknown | No Tier
0810630000002 | 8720 | Cavell Ln | Houston | 77055 |  | 29.78623 | -95.50346 | Non-Lead | Don't Know | Unknown |  | Unknown - Material Unknown | Before 1989 |  | Unknown |  |  |  | Single Family Residence |  |  |  | Tier 5 |  |  | Unknown | No Tier
0805490000223 | 1319 | Modiste St | Houston | 77055 |  | 29.79259 | -95.49874 | Non-Lead | Don't Know | Unknown |  | Unknown - Material Unknown | Before 1989 |  | Unknown |  |  |  | Single Family Residence |  |  |  | Tier 5 |  |  | Unknown | No Tier
1100330000014 | 8300 | Burkhart Ct | Houston | 77055 |  | 29.78952 | -95.49267 | Non-Lead - Other | Yes | After 2014 | Replaced in November as part of Capital Improvement Project | Unknown - Material Unknown | Before 1989 |  | Unknown |  |  |  | Single Family Residence |  |  |  | Tier 1 |  |  | Unknown | No Tier
0925950000009 | 8823 | Winningham Ln | Houston | 77055 |  | 29.78823 | -95.50513 | Non-Lead | Don't Know | Unknown |  | Unknown - Material Unknown | Before 1989 |  | Unknown |  |  |  | Single Family Residence |  |  |  | Tier 5 |  |  | Unknown | No Tier
0810610000001 | 1124 | Green Valley Dr | Houston | 77055 |  | 29.78839 | -95.50417 | Non-Lead | Don't Know | Unknown |  | Unknown - Material Unknown | Before 1989 |  | Unknown |  |  |  | Single Family Residence |  |  |  | Tier 5 |  |  | Unknown | No Tier
0803050000017 | 8909 | Bace Dr | Houston | 77055 |  | 29.788 | -95.50897 | Non-Lead | Don't Know | Unknown |  | Unknown - Material Unknown | Before 1989 |  | Unknown |  |  |  | Single Family Residence |  |  |  | Tier 5 |  |  | Unknown | No Tier
0822730000097 | 8814 | Cedarspur Dr | Houston | 77055 |  | 29.79064 | -95.5046 | Non-Lead | Don't Know | Unknown |  | Unknown - Material Unknown | Before 1989 |  | Unknown |  |  |  | Single Family Residence |  |  |  | Tier 5 |  |  | Unknown | No Tier
1112290000003 | 8853 | Cavell St | Houston | 77055 |  | 29.78617 | -95.50748 | Non-Lead | Don't Know | Unknown |  | Unknown - Material Unknown | Before 1989 |  | Unknown |  |  |  | Single Family Residence |  |  |  | Tier 5 |  |  | Unknown | No Tier
0924680000010 | 8705 | Cedarspur Dr | Houston | 77055 |  | 29.78992 | -95.50204 | Non-Lead | Don't Know | Unknown |  | Unknown - Material Unknown | Before 1989 |  | Unknown |  |  |  | Single Family Residence |  |  |  | Tier 5 |  |  | Unknown | No Tier
440340020024 | 1221 | Adkins Rd | Houston | 77055 |  | 35.50988978959468 | -89.82281807216228 | Non-Lead | Don't Know | Unknown |  | Unknown - Material Unknown | Unknown |  | Unknown |  |  |  | Building |  |  |  | Tier 5 |  |  | Unknown | No Tier
0822740000115 | 8814 | Burkhart Rd | Houston | 77055 |  | 29.78981 | -95.50459 | Non-Lead | Don't Know | Unknown |  | Unknown - Material Unknown | Before 1989 |  | Unknown |  |  |  | Single Family Residence |  |  |  | Tier 5 |  |  | Unknown | No Tier
0833250000009 | 1246 | Mickey Way | Houston | 77055 |  | 29.79195 | -95.51034 | Non-Lead | Don't Know | Unknown |  | Unknown - Material Unknown | Before 1989 |  | Unknown |  |  |  | Single Family Residence |  |  |  | Tier 5 |  |  | Unknown | No Tier
1100330000006 | 8313 | Cedarspur Dr | Houston | 77055 |  | 29.7899 | -95.49364 | Non-Lead - Other | Yes | After 2014 | October 2024 replaced as part of CIP project | Unknown - Material Unknown | Before 1989 |  | Unknown |  |  |  | Single Family Residence |  |  |  | Tier 1 |  |  | Unknown | No Tier
0835850000016 | 8731 | Winningham Ln | Houston | 77055 |  | 29.78808 | -95.50343 | Non-Lead | Don't Know | Unknown |  | Unknown - Material Unknown | Before 1989 |  | Unknown |  |  |  | Single Family Residence |  |  |  | Tier 5 |  |  | Unknown | No Tier
0805540000280 | 8332 | Merlin Dr | Houston | 77055 |  | 29.79218 | -95.49521 | Non-Lead | Don't Know | Unknown |  | Unknown - Material Unknown | Before 1989 |  | Unknown |  |  |  | Single Family Residence |  |  |  | Tier 5 |  |  | Unknown | No Tier
0803050000018 | 8913 | Bace Dr | Houston | 77055 |  | 29.788 | -95.50923 | Non-Lead | Don't Know | Unknown |  | Unknown - Material Unknown | Before 1989 |  | Unknown |  |  |  | Single Family Residence |  |  |  | Tier 5 |  |  | Unknown | No Tier
1157530000004 | 8497 | Burkhart Rd | Houston | 77055 |  | 29.78902 | -95.49849 | Non-Lead - Other | Don't Know | After 2014 | (CIP 2025) Service Line Replacement | Unknown - Material Unknown | Before 1989 |  | Unknown |  |  |  | Single Family Residence |  |  |  | Tier 1 |  |  | Unknown | No Tier
0440340020021 | 8584 | Katy Freeway | Spring Valley Village | 77024 |  | 29.78724730500612 | -95.49786440160923 | Non-Lead | Don't Know | Unknown |  | Unknown - Material Unknown | Before 1989 |  | Unknown |  |  |  | Building |  |  |  | Tier 5 |  |  | Unknown | No Tier
0761470040033 | 9009 | Elizabeth Rd | Houston | 77055 |  | 29.79066 | -95.51124 | Non-Lead | Don't Know | Unknown |  | Unknown - Material Unknown | Before 1989 |  | Unknown |  |  |  | Single Family Residence |  |  |  | Tier 5 |  |  | Unknown | No Tier
1168270000001 | 2 | Inverness Park Way | Houston | 77055 |  | 29.7928 | -95.50851 | Non-Lead | Don't Know | Unknown |  | Unknown - Material Unknown | Before 1989 |  | Unknown |  |  |  | Single Family Residence |  |  |  | Tier 5 |  |  | Unknown | No Tier
0805500000233 | 8424 | Merlin Dr | Houston | 77055 |  | 29.79233 | -95.49721 | Non-Lead | Don't Know | Unknown |  | Unknown - Material Unknown | Before 1989 |  | Unknown |  |  |  | Single Family Residence |  |  |  | Tier 5 |  |  | Unknown | No Tier
0925950000016 | 1126 | Ben Hur Dr | Houston | 77055 |  | 29.78826 | -95.50621 | Non-Lead | Don't Know | Unknown |  | Unknown - Material Unknown | Before 1989 |  | Unknown |  |  |  | Single Family Residence |  |  |  | Tier 5 |  |  | Unknown | No Tier
0805590000353 | 8325 | Cedarbrake Dr | Houston | 77055 |  | 29.79079 | -95.49454 | Non-Lead | Don't Know | Unknown |  | Unknown - Material Unknown | Before 1989 |  | Unknown |  |  |  | Single Family Residence |  |  |  | Tier 5 |  |  | Unknown | No Tier
0800610000028 | 8830 | Merlin Dr | Houston | 77055 |  | 29.79347 | -95.50532 | Non-Lead | Don't Know | Unknown |  | Unknown - Material Unknown | Before 1989 |  | Unknown |  |  |  | Single Family Residence |  |  |  | Tier 5 |  |  | Unknown | No Tier
1100300000010 | 1206 | Krist Dr | Houston | 77055 |  | 29.79007 | -95.49167 | Non-Lead - Other | Don't Know | Unknown | (CIP 2024) Service Line Replacement | Unknown - Material Unknown | Before 1989 |  | Unknown |  |  |  | Single Family Residence |  |  |  | Tier 1 |  |  | Lead | No Tier
0800570000003 | 8713 | Lanell Ln | Houston | 77055 |  | 29.79566 | -95.50311 | Non-Lead | Don't Know | Unknown |  | Unknown - Material Unknown | Before 1989 |  | Unknown |  |  |  | Single Family Residence |  |  |  | Tier 5 |  |  | Unknown | No Tier
0791300120210 | 8401 | Raylin Dr | Houston | 77055 |  | 29.79307 | -95.49573 | Non-Lead | Don't Know | Unknown |  | Unknown - Material Unknown | Before 1989 |  | Unknown |  |  |  | Single Family Residence |  |  |  | Tier 5 |  |  | Unknown | No Tier
0791300120202 | 8433 | Raylin Dr | Houston | 77055 |  | 29.79306 | -95.49775 | Non-Lead | Don't Know | Unknown |  | Unknown - Material Unknown | Before 1989 |  | Unknown |  |  |  | Single Family Residence |  |  |  | Tier 5 |  |  | Unknown | No Tier
0772490020015 | 1113 | Lone Star Dr | Houston | 77055 |  | 29.78785 | -95.51311 | Non-Lead | Don't Know | Unknown |  | Unknown - Material Unknown | Before 1989 |  | Unknown |  |  |  | Single Family Residence |  |  |  | Tier 5 |  |  | Unknown | No Tier
0791300090164 | 8411 | Lofland Dr | Houston | 77055 |  | 29.79438 | -95.49785 | Non-Lead | Don't Know | Unknown |  | Unknown - Material Unknown | Before 1989 |  | Unknown |  |  |  | Single Family Residence |  |  |  | Tier 5 |  |  | Unknown | No Tier
0800600000020 | 8822 | Cedarbrake Dr | Houston | 77055 |  | 29.79141 | -95.50528 | Non-Lead | Don't Know | Unknown |  | Unknown - Material Unknown | Before 1989 |  | Unknown |  |  |  | Single Family Residence |  |  |  | Tier 5 |  |  | Unknown | No Tier
0791300090160 | 8502 | Westview Dr | Houston | 77055 |  | 29.79419 | -95.4987 | Non-Lead | Don't Know | Unknown |  | Unknown - Material Unknown | Before 1989 |  | Unknown |  |  |  | Single Family Residence |  |  |  | Tier 5 |  |  | Unknown | No Tier
0772490040016 | 1121 | Traweek St | Houston | 77055 |  | 29.78812 | -95.51106 | Non-Lead | Don't Know | Unknown |  | Unknown - Unlikely Lead | Before 1989 |  | Unknown |  |  |  | Single Family Residence |  |  |  | Tier 5 |  |  | Unknown | No Tier
0943250000001 | 8722 | Green Valley Dr | Houston | 77055 |  | 29.7877 | -95.50341 | Non-Lead | Don't Know | Unknown |  | Unknown - Material Unknown | Before 1989 |  | Unknown |  |  |  | Single Family Residence |  |  |  | Tier 5 |  |  | Unknown | No Tier
1168270000013 | 3 | Inverness Park Way | Houston | 77055 |  | 29.79242 | -95.50768 | Non-Lead | Don't Know | Unknown |  | Unknown - Material Unknown | Before 1989 |  | Unknown |  |  |  | Single Family Residence |  |  |  | Tier 5 |  |  | Unknown | No Tier
1100320000006 | 1109 | Pech Rd | Houston | 77055 |  | 29.78918 | -95.49525 | Non-Lead - Other | Yes | After 2014 | Replaced November 2024 as part of CIP project | Unknown - Material Unknown | Before 1989 |  | Unknown |  |  |  | Single Family Residence |  |  |  | Tier 1 |  |  | Unknown | No Tier
0805490000222 | 1315 | Modiste St | Houston | 77055 |  | 29.79233 | -95.49868 | Non-Lead | Don't Know | Unknown |  | Unknown - Material Unknown | Before 1989 |  | Unknown |  |  |  | Single Family Residence |  |  |  | Tier 5 |  |  | Unknown | No Tier
0830800000021 | 4902 | Croes Dr | Houston | 77055 |  | 29.93376 | -95.31777 | Non-Lead | Don't Know | Unknown |  | Unknown - Material Unknown | Before 1989 |  | Unknown |  |  |  | Single Family Residence |  |  |  | Tier 5 |  |  | Unknown | No Tier
1100330000012 | 1205 | Krist Dr | Houston | 77055 |  | 29.78966 | -95.49233 | Non-Lead - Other | Don't Know | Unknown | (CIP 2024) Service Line Replacement | Unknown - Material Unknown | Before 1989 |  | Unknown |  |  |  | Single Family Residence |  |  |  | Tier 1 |  |  | Lead | No Tier
0810660000001 | 1029 | Teresa Dr | Houston | 77055 |  | 29.78677 | -95.50479 | Non-Lead | Don't Know | Unknown |  | Unknown - Material Unknown | Before 1989 |  | Unknown |  |  |  | Single Family Residence |  |  |  | Tier 5 |  |  | Unknown | No Tier
0810630000008 | 1036 | Teresa Dr | Houston | 77055 |  | 29.78696 | -95.50429 | Non-Lead | Don't Know | Unknown |  | Unknown - Material Unknown | Before 1989 |  | Unknown |  |  |  | Single Family Residence |  |  |  | Tier 5 |  |  | Unknown | No Tier
0805560000316 | 1305 | Pech Rd | Houston | 77055 |  | 29.79139 | -95.49579 | Non-Lead | Don't Know | Unknown |  | Unknown - Material Unknown | Before 1989 |  | Unknown |  |  |  | Single Family Residence |  |  |  | Tier 5 |  |  | Unknown | No Tier
0830790000006 | 8921 | Croes Dr | Houston | 77055 |  | 29.78952 | -95.5098 | Non-Lead | Don't Know | Unknown |  | Unknown - Material Unknown | Before 1989 |  | Unknown |  |  |  | Single Family Residence |  |  |  | Tier 5 |  |  | Unknown | No Tier
0731590000040 | 1126 | Adkins Rd | Houston | 77055 |  | 29.78758 | -95.5197 | Non-Lead | Don't Know | Unknown |  | Unknown - Material Unknown | Before 1989 |  | Unknown |  |  |  | Single Family Residence |  |  |  | Tier 5 |  |  | Unknown | No Tier
0810320000055 | 1409 | Cedarbrook Dr | Houston | 77055 |  | 29.79467 | -95.50564 | Non-Lead | Don't Know | Unknown |  | Unknown - Material Unknown | Before 1989 |  | Unknown |  |  |  | Single Family Residence |  |  |  | Tier 5 |  |  | Unknown | No Tier
1100330000021 | 8313 | Burkhart Ct | Houston | 77055 |  | 29.78897 | -95.49322 | Non-Lead - Other | Yes | After 2014 | Replaced in November 2024 as part of CIP project | Unknown - Material Unknown | Before 1989 |  | Unknown |  |  |  | Single Family Residence |  |  |  | Tier 1 |  |  | Unknown | No Tier
0805500000229 | 14 | Tam Ct | Houston | 77055 |  | 29.79232 | -95.49769 | Non-Lead | Don't Know | Unknown |  | Unknown - Material Unknown | Before 1989 |  | Unknown |  |  |  | Single Family Residence |  |  |  | Tier 5 |  |  | Unknown | No Tier
410330010277 | 1011 | Adkins Rd | Houston | 77055 |  | 37.47759852985695 | -77.58258907216194 | Non-Lead | Don't Know | Unknown |  | Unknown - Material Unknown | Unknown |  | Unknown |  |  |  | Building |  |  |  | Tier 5 |  |  | Unknown | No Tier
0772490040011 | 1101 | Traweek St | Houston | 77055 |  | 29.78671 | -95.51092 | Non-Lead | Don't Know | Unknown |  | Unknown - Material Unknown | Before 1989 |  | Unknown |  |  |  | Single Family Residence |  |  |  | Tier 5 |  |  | Unknown | No Tier
1100330000043 | 8328 | Burkhart Cir | Houston | 77055 |  | 29.78956 | -95.49419 | Non-Lead - Other | Yes | After 2014 | Replaced in November 2024 as part of CIP project | Unknown - Material Unknown | Before 1989 |  | Unknown |  |  |  | Single Family Residence |  |  |  | Tier 1 |  |  | Unknown | No Tier
0822730000096 | 8810 | Cedarspur Dr | Houston | 77055 |  | 29.79064 | -95.50438 | Non-Lead | Don't Know | Unknown |  | Unknown - Material Unknown | Before 1989 |  | Unknown |  |  |  | Single Family Residence |  |  |  | Tier 5 |  |  | Unknown | No Tier
0772490020007 | 1012 | Campbell Road | Spring Valley Village | 77055 |  | 29.786435632916238 | -95.51356841326643 | Non-Lead | Don't Know | Unknown |  | Unknown - Material Unknown | Before 1989 |  | Unknown |  |  |  | Building |  |  |  | Tier 5 |  |  | Unknown | No Tier
0835850000002 | 8726 | Winningham Ln | Houston | 77055 |  | 29.78863 | -95.50317 | Non-Lead | Don't Know | Unknown |  | Unknown - Material Unknown | Before 1989 |  | Unknown |  |  |  | Single Family Residence |  |  |  | Tier 5 |  |  | Unknown | No Tier
1070080000014 | 8851 | Larston St | Houston | 77055 |  | 29.79152 | -95.50802 | Non-Lead | Don't Know | Unknown |  | Unknown - Material Unknown | Before 1989 |  | Unknown |  |  |  | Single Family Residence |  |  |  | Tier 5 |  |  | Unknown | No Tier
1100300000002 | 1100 | Krist Dr | Houston | 77055 |  | 29.7883 | -95.49165 | Non-Lead - Other | Don't Know | Unknown | (CIP 2024) Service Line Replacement | Unknown - Material Unknown | Before 1989 |  | Unknown |  |  |  | Single Family Residence |  |  |  | Tier 1 |  |  | Lead | No Tier
0924690000001 | 8730 | Cedarspur Dr | Houston | 77055 |  | 29.79053 | -95.5035 | Non-Lead | Don't Know | Unknown |  | Unknown - Material Unknown | Before 1989 |  | Unknown |  |  |  | Single Family Residence |  |  |  | Tier 5 |  |  | Unknown | No Tier
0822750000127 | 8829 | Burkhart Rd | Houston | 77055 |  | 29.78933 | -95.50609 | Non-Lead | Don't Know | Unknown |  | Unknown - Material Unknown | Before 1989 |  | Unknown |  |  |  | Single Family Residence |  |  |  | Tier 5 |  |  | Unknown | No Tier
0841210000004 | 8862 | Cardwell Dr | Houston | 77055 |  | 29.78748 | -95.50723 | Non-Lead | Don't Know | Unknown |  | Unknown - Material Unknown | Before 1989 |  | Unknown |  |  |  | Single Family Residence |  |  |  | Tier 5 |  |  | Unknown | No Tier
0805560000311 | 6 | Pom Ct | Houston | 77055 |  | 29.79154 | -95.49647 | Non-Lead | Don't Know | Unknown |  | Unknown - Material Unknown | Before 1989 |  | Unknown |  |  |  | Single Family Residence |  |  |  | Tier 5 |  |  | Unknown | No Tier
0805520000257 | 8417 | Merlin Dr | Houston | 77055 |  | 29.79183 | -95.49678 | Non-Lead | Don't Know | Unknown |  | Unknown - Material Unknown | Before 1989 |  | Unknown |  |  |  | Single Family Residence |  |  |  | Tier 5 |  |  | Unknown | No Tier
1070080000002 | 8856 | Larston St | Houston | 77055 |  | 29.79204 | -95.50778 | Non-Lead | Don't Know | Unknown |  | Unknown - Material Unknown | Before 1989 |  | Unknown |  |  |  | Single Family Residence |  |  |  | Tier 5 |  |  | Unknown | No Tier
1061070000001 | 8819 | Westview Dr | Houston | 77055 |  | 29.79388 | -95.50657 | Non-Lead | Don't Know | Unknown |  | Unknown - Material Unknown | Before 1989 |  | Unknown |  |  |  | Single Family Residence |  |  |  | Tier 5 |  |  | Unknown | No Tier
1168270000005 | 10 | Inverness Park Way | Houston | 77055 |  | 29.7928 | -95.50911 | Non-Lead | Don't Know | Unknown |  | Unknown - Material Unknown | Before 1989 |  | Unknown |  |  |  | Single Family Residence |  |  |  | Tier 5 |  |  | Unknown | No Tier
0440340020040 | 8411 | Burkhart Rd | Houston | 77055 |  | 29.78903 | -95.49715 | Non-Lead - Other | Don't Know | After 2014 | (CIP 2025) Service Line Replacement | Unknown - Material Unknown | Before 1989 |  | Unknown |  |  |  | Single Family Residence |  |  |  | Tier 1 |  |  | Unknown | No Tier
0805510000247 | 8517 | Merlin Dr | Houston | 77055 |  | 29.79183 | -95.49939 | Non-Lead | Don't Know | Unknown |  | Unknown - Material Unknown | Before 1989 |  | Unknown |  |  |  | Single Family Residence |  |  |  | Tier 5 |  |  | Unknown | No Tier
0761470010003 | 9050 | Elizabeth Rd | Houston | 77055 |  | 29.79113 | -95.51318 | Non-Lead | Don't Know | Unknown |  | Unknown - Material Unknown | Before 1989 |  | Unknown |  |  |  | Single Family Residence |  |  |  | Tier 5 |  |  | Unknown | No Tier
1168270000003 | 6 | Inverness Park Way | Houston | 77055 |  | 29.7928 | -95.50882 | Non-Lead | Don't Know | Unknown |  | Unknown - Material Unknown | Before 1989 |  | Unknown |  |  |  | Single Family Residence |  |  |  | Tier 5 |  |  | Unknown | No Tier
1112290000012 | 8856 | Cavell St | Houston | 77055 |  | 29.78665 | -95.50774 | Non-Lead | Don't Know | Unknown |  | Unknown - Material Unknown | Before 1989 |  | Unknown |  |  |  | Single Family Residence |  |  |  | Tier 5 |  |  | Unknown | No Tier
1100320000007 | 1105 | Pech Rd | Houston | 77055 |  | 29.78898 | -95.49525 | Non-Lead - Other | Yes | After 2014 | Replaced November 2024 as part of CIP project | Unknown - Material Unknown | Before 1989 |  | Unknown |  |  |  | Single Family Residence |  |  |  | Tier 1 |  |  | Unknown | No Tier
0805510000249 | 8509 | Merlin Dr | Houston | 77055 |  | 29.79183 | -95.49892 | Non-Lead | Don't Know | Unknown |  | Unknown - Material Unknown | Before 1989 |  | Unknown |  |  |  | Single Family Residence |  |  |  | Tier 5 |  |  | Unknown | No Tier
0943250000003 | 8714 | Green Valley Dr | Houston | 77055 |  | 29.7877 | -95.50286 | Non-Lead | Don't Know | Unknown |  | Unknown - Material Unknown | Before 1989 |  | Unknown |  |  |  | Single Family Residence |  |  |  | Tier 5 |  |  | Unknown | No Tier
1100280000003 | 8435 | Winningham Ln | Houston | 77055 |  | 29.78832 | -95.49762 | Non-Lead - Other | Don't Know | After 2014 | Replaced in April 2025 CIP project | Unknown - Material Unknown | Before 1989 |  | Unknown |  |  |  | Single Family Residence |  |  |  | Tier 1 |  |  | Unknown | No Tier
1100330000037 | 8336 | Winningham Ln | Houston | 77055 |  | 29.78858 | -95.49472 | Non-Lead - Other | Don't Know | Unknown | (CIP 2024) Service Line Replacement | Unknown - Material Unknown | Before 1989 |  | Unknown |  |  |  | Single Family Residence |  |  |  | Tier 1 |  |  | Lead | No Tier
1100270000005 | 8452 | Winningham Ln | Houston | 77055 |  | 29.78846 | -95.49925 | Non-Lead - Other | Don't Know | After 2014 | Replaced in April 2025 CIP project | Unknown - Material Unknown | Before 1989 |  | Unknown |  |  |  | Single Family Residence |  |  |  | Tier 1 |  |  | Unknown | No Tier
0805560000307 | 8428 | Cedarbrake Dr | Houston | 77055 |  | 29.79112 | -95.49719 | Non-Lead | Don't Know | Unknown |  | Unknown - Material Unknown | Before 1989 |  | Unknown |  |  |  | Single Family Residence |  |  |  | Tier 5 |  |  | Unknown | No Tier
1168270000011 | 7 | Inverness Park Way | Houston | 77055 |  | 29.79252 | -95.50812 | Non-Lead | Don't Know | Unknown |  | Unknown - Material Unknown | Before 1989 |  | Unknown |  |  |  | Single Family Residence |  |  |  | Tier 5 |  |  | Unknown | No Tier
1100300000009 | 1202 | Krist Dr | Houston | 77055 |  | 29.78989 | -95.49139 | Non-Lead - Other | Don't Know | Unknown | (CIP 2024) Service Line Replacement | Unknown - Material Unknown | Before 1989 |  | Unknown |  |  |  | Single Family Residence |  |  |  | Tier 1 |  |  | Lead | No Tier
1089940000015 | 9021 | Larston St | Houston | 77055 |  | 29.79161 | -95.51218 | Non-Lead | Don't Know | Unknown |  | Unknown - Material Unknown | Before 1989 |  | Unknown |  |  |  | Single Family Residence |  |  |  | Tier 5 |  |  | Unknown | No Tier
1089940000016 | 9017 | Larston St | Houston | 77055 |  | 29.79162 | -95.51192 | Non-Lead | Don't Know | Unknown |  | Unknown - Material Unknown | Before 1989 |  | Unknown |  |  |  | Single Family Residence |  |  |  | Tier 5 |  |  | Unknown | No Tier
1100330000009 | 8303 | Cedarspur Dr | Houston | 77055 |  | 29.78992 | -95.49299 | Non-Lead - Other | Yes | After 2014 | October 2024 replaced as part of CIP project | Unknown - Material Unknown | Before 1989 |  | Unknown |  |  |  | Single Family Residence |  |  |  | Tier 1 |  |  | Unknown | No Tier
1100280000001 | 8441 | Winningham Ln | Houston | 77055 |  | 29.78829 | -95.49817 | Non-Lead - Other | Don't Know | After 2014 | Replaced in April 2025 CIP project | Unknown - Material Unknown | Before 1989 |  | Unknown |  |  |  | Single Family Residence |  |  |  | Tier 1 |  |  | Unknown | No Tier
1168270000008 | 13 | Inverness Park Way | Houston | 77055 |  | 29.79251 | -95.50826 | Non-Lead | Don't Know | Unknown |  | Unknown - Material Unknown | Before 1989 |  | Unknown |  |  |  | Single Family Residence |  |  |  | Tier 5 |  |  | Unknown | No Tier
1144080000005 | 9208 | Cardwell Dr | Houston | 77055 |  | 29.78686 | -95.51885 | Non-Lead | Don't Know | Unknown |  | Unknown - Material Unknown | Before 1989 |  | Unknown |  |  |  | Single Family Residence |  |  |  | Tier 5 |  |  | Unknown | No Tier
1100330000041 | 8325 | Burkhart Cir | Houston | 77055 |  | 29.78908 | -95.49401 | Non-Lead - Other | Yes | After 2014 | Replaced in November 2024 as part of CIP project | Unknown - Material Unknown | Before 1989 |  | Unknown |  |  |  | Single Family Residence |  |  |  | Tier 1 |  |  | Unknown | No Tier
0822740000113 | 8806 | Burkhart Rd | Houston | 77055 |  | 29.78981 | -95.50414 | Non-Lead | Don't Know | Unknown |  | Unknown - Material Unknown | Before 1989 |  | Unknown |  |  |  | Single Family Residence |  |  |  | Tier 5 |  |  | Unknown | No Tier
1100270000006 | 8448 | Winningham Ln | Houston | 77055 |  | 29.78846 | -95.49903 | Non-Lead - Other | Don't Know | After 2014 | Replaced in April 2025 CIP project | Unknown - Material Unknown | Before 1989 |  | Unknown |  |  |  | Single Family Residence |  |  |  | Tier 1 |  |  | Unknown | No Tier
1100290000012 | 8313 | Winningham Ln | Houston | 77055 |  | 29.78808 | -95.49255 | Non-Lead - Other | Yes | After 2014 | Replaced November 2024 as a part of CIP project | Unknown - Material Unknown | Before 1989 |  | Unknown |  |  |  | Single Family Residence |  |  |  | Tier 1 |  |  | Unknown | No Tier
0440340020400 | 1045 | Bingle Rd | Houston | 77055 |  | 29.78581 | -95.50109 | Non-Lead | Don't Know | Unknown |  | Unknown - Material Unknown | Before 1989 |  | Unknown |  |  |  | Single Family Residence |  |  |  | Tier 5 |  |  | Unknown | No Tier
1070080000013 | 8853 | Larston St | Houston | 77055 |  | 29.79152 | -95.50778 | Non-Lead | Don't Know | Unknown |  | Unknown - Material Unknown | Before 1989 |  | Unknown |  |  |  | Single Family Residence |  |  |  | Tier 5 |  |  | Unknown | No Tier
0805540000291 | 8337 | Leafy Ln | Houston | 77055 |  | 29.79274 | -95.49469 | Non-Lead | Don't Know | Unknown |  | Unknown - Material Unknown | Before 1989 |  | Unknown |  |  |  | Single Family Residence |  |  |  | Tier 5 |  |  | Unknown | No Tier
1100330000025 | 1109 | Krist Dr | Houston | 77055 |  | 29.78904 | -95.49221 | Non-Lead - Other | Yes | After 2014 | Replaced in November as part of Capital Improvement Project | Unknown - Material Unknown | Before 1989 |  | Unknown |  |  |  | Single Family Residence |  |  |  | Tier 1 |  |  | Unknown | No Tier
0810370000084 | 1410 | Cedarbrook Dr | Houston | 77055 |  | 29.79471 | -95.50502 | Non-Lead | Don't Know | Unknown |  | Unknown - Material Unknown | Before 1989 |  | Unknown |  |  |  | Single Family Residence |  |  |  | Tier 5 |  |  | Unknown | No Tier
0822750000128 | 8825 | Burkhart Rd | Houston | 77055 |  | 29.78927 | -95.5057 | Non-Lead | Don't Know | Unknown |  | Unknown - Material Unknown | Before 1989 |  | Unknown |  |  |  | Single Family Residence |  |  |  | Tier 5 |  |  | Unknown | No Tier
0761470010005 | 9022 | Elizabeth Rd | Houston | 77055 |  | 29.79121 | -95.51251 | Non-Lead | Don't Know | Unknown |  | Unknown - Material Unknown | Before 1989 |  | Unknown |  |  |  | Single Family Residence |  |  |  | Tier 5 |  |  | Unknown | No Tier
1100330000001 | 8333 | Cedarspur Dr | Houston | 77055 |  | 29.78989 | -95.49476 | Non-Lead - Other | Yes | After 2014 | October 2024 replaced as part of CIP project | Unknown - Material Unknown | Before 1989 |  | Unknown |  |  |  | Single Family Residence |  |  |  | Tier 1 |  |  | Unknown | No Tier
0805580000340 | 1311 | Krist Dr | Houston | 77055 |  | 29.79178 | -95.49326 | Non-Lead | Don't Know | Unknown |  | Unknown - Material Unknown | Before 1989 |  | Unknown |  |  |  | Single Family Residence |  |  |  | Tier 5 |  |  | Unknown | No Tier
1154420000003 | 8821 | Echo Valley Dr | Houston | 77055 |  | 29.78538 | -95.50752 | Non-Lead | Don't Know | Unknown |  | Unknown - Material Unknown | Before 1989 |  | Unknown |  |  |  | Single Family Residence |  |  |  | Tier 5 |  |  | Unknown | No Tier
0822750000122 | 1217 | Ben Hur Dr | Houston | 77055 |  | 29.7907 | -95.5062 | Non-Lead | Don't Know | Unknown |  | Unknown - Material Unknown | Before 1989 |  | Unknown |  |  |  | Single Family Residence |  |  |  | Tier 5 |  |  | Unknown | No Tier
0761470010007 | 9014 | Elizabeth Rd | Houston | 77055 |  | 29.79122 | -95.51188 | Non-Lead | Don't Know | Unknown |  | Unknown - Material Unknown | Before 1989 |  | Unknown |  |  |  | Single Family Residence |  |  |  | Tier 5 |  |  | Unknown | No Tier
1144080000006 | 9204 | Cardwell Dr | Houston | 77055 |  | 29.78688 | -95.51863 | Non-Lead | Don't Know | Unknown |  | Unknown - Material Unknown | Before 1989 |  | Unknown |  |  |  | Single Family Residence |  |  |  | Tier 5 |  |  | Unknown | No Tier
0440340020355 | 1346 | Campbell Road | Spring Valley Village | 77055 |  | 29.794025050195728 | -95.51361707216262 | Non-Lead | Don't Know | Unknown |  | Unknown - Material Unknown | Before 1989 |  | Unknown |  |  |  | Building |  |  |  | Tier 5 |  |  | Unknown | No Tier
0805560000310 | 10 | Pom Ct | Houston | 77055 |  | 29.79148 | -95.49675 | Non-Lead | Don't Know | Unknown |  | Unknown - Material Unknown | Before 1989 |  | Unknown |  |  |  | Single Family Residence |  |  |  | Tier 5 |  |  | Unknown | No Tier
0772490030013 | 1109 | Loeser Dr | Houston | 77055 |  | 29.78733 | -95.51194 | Non-Lead | Don't Know | Unknown |  | Unknown - Material Unknown | Before 1989 |  | Unknown |  |  |  | Single Family Residence |  |  |  | Tier 5 |  |  | Unknown | No Tier
0830800000018 | 8914 | Croes Dr | Houston | 77055 |  | 29.78981 | -95.50928 | Non-Lead | Don't Know | Unknown |  | Unknown - Material Unknown | Before 1989 |  | Unknown |  |  |  | Single Family Residence |  |  |  | Tier 5 |  |  | Unknown | No Tier
1100330000024 | 8301 | Burkhart Ct | Houston | 77055 |  | 29.78899 | -95.49251 | Non-Lead - Other | Yes | After 2014 | Replaced in November as part of Capital Improvement Project | Unknown - Material Unknown | Before 1989 |  | Unknown |  |  |  | Single Family Residence |  |  |  | Tier 1 |  |  | Unknown | No Tier
1100280000008 | 8417 | Winningham Ln | Houston | 77055 |  | 29.78832 | -95.49651 | Non-Lead - Other | Don't Know | After 2014 | Replaced in April 2025 CIP project | Unknown - Material Unknown | Before 1989 |  | Unknown |  |  |  | Single Family Residence |  |  |  | Tier 1 |  |  | Unknown | No Tier
0805560000308 | 8420 | Cedarbrake Dr | Houston | 77055 |  | 29.79112 | -95.49694 | Non-Lead | Don't Know | Unknown |  | Unknown - Material Unknown | Before 1989 |  | Unknown |  |  |  | Single Family Residence |  |  |  | Tier 5 |  |  | Unknown | No Tier
1100330000018 | 8316 | Burkhart Ct | Houston | 77055 |  | 29.78946 | -95.49366 | Non-Lead - Other | Yes | After 2014 | Replaced in November 2024 as part of CIP project | Unknown - Material Unknown | Before 1989 |  | Unknown |  |  |  | Single Family Residence |  |  |  | Tier 1 |  |  | Unknown | No Tier
0805580000339 | 8305 | Merlin Dr | Houston | 77055 |  | 29.79172 | -95.49356 | Non-Lead | Don't Know | Unknown |  | Unknown - Material Unknown | Before 1989 |  | Unknown |  |  |  | Single Family Residence |  |  |  | Tier 5 |  |  | Unknown | No Tier
1100290000001 | 8353 | Winningham Ln | Houston | 77055 |  | 29.78814 | -95.49505 | Non-Lead - Other | Don't Know | Unknown | (CIP 2024) Service Line Replacement | Unknown - Material Unknown | Before 1989 |  | Unknown |  |  |  | Single Family Residence |  |  |  | Tier 1 |  |  | Lead | No Tier
0805530000274 | 8306 | Leafy Ln | Houston | 77055 |  | 29.79259 | -95.49284 | Non-Lead | Don't Know | Unknown |  | Unknown - Material Unknown | Before 1989 |  | Unknown |  |  |  | Single Family Residence |  |  |  | Tier 5 |  |  | Unknown | No Tier
0805500000241 | 1315 | Pech Rd | Houston | 77055 |  | 29.79232 | -95.49575 | Non-Lead | Don't Know | Unknown |  | Unknown - Material Unknown | Before 1989 |  | Unknown |  |  |  | Single Family Residence |  |  |  | Tier 5 |  |  | Unknown | No Tier
0912340000006 | 8709 | Burkhart Rd | Houston | 77055 |  | 29.78903 | -95.50223 | Non-Lead | Don't Know | Unknown |  | Unknown - Material Unknown | Before 1989 |  | Unknown |  |  |  | Single Family Residence |  |  |  | Tier 5 |  |  | Unknown | No Tier
1154420000002 | 8825 | Echo Valley Dr | Houston | 77055 |  | 29.78537 | -95.50774 | Non-Lead | Don't Know | Unknown |  | Unknown - Material Unknown | Before 1989 |  | Unknown |  |  |  | Single Family Residence |  |  |  | Tier 5 |  |  | Unknown | No Tier
0805500000236 | 10 | Tal Ct | Houston | 77055 |  | 29.7927 | -95.49678 | Non-Lead | Don't Know | Unknown |  | Unknown - Material Unknown | Before 1989 |  | Unknown |  |  |  | Single Family Residence |  |  |  | Tier 5 |  |  | Unknown | No Tier
0440340020028 | 8560 | Katy Freeway | Spring Valley Village | 77024 |  | 29.78629946900915 | -95.49641376602763 | Non-Lead | Don't Know | Unknown |  | Unknown - Material Unknown | Before 1989 |  | Unknown |  |  |  | Building |  |  |  | Tier 5 |  |  | Unknown | No Tier
0925950000015 | 1122 | Ben Hur Dr | Houston | 77055 |  | 29.78822 | -95.50594 | Non-Lead | Don't Know | Unknown |  | Unknown - Material Unknown | Before 1989 |  | Unknown |  |  |  | Single Family Residence |  |  |  | Tier 5 |  |  | Unknown | No Tier
1100330000011 | 1209 | Krist Dr | Houston | 77055 |  | 29.78979 | -95.49252 | Non-Lead - Other | Yes | After 2014 | Line replaced in October 2024 as part of Capital Improvement Plan | Unknown - Material Unknown | Before 1989 |  | Unknown |  |  |  | Single Family Residence |  |  |  | Tier 1 |  |  | Unknown | No Tier
0810640000004 | 8727 | Cavell Ln | Houston | 77055 |  | 29.78569 | -95.50398 | Non-Lead | Don't Know | Unknown |  | Unknown - Material Unknown | Before 1989 |  | Unknown |  |  |  | Single Family Residence |  |  |  | Tier 5 |  |  | Unknown | No Tier
0800600000026 | 8825 | Merlin Dr | Houston | 77055 |  | 29.79285 | -95.50542 | Non-Lead | Don't Know | Unknown |  | Unknown - Material Unknown | Before 1989 |  | Unknown |  |  |  | Single Family Residence |  |  |  | Tier 5 |  |  | Unknown | No Tier
1100330000034 | 8324 | Winningham Ln | Houston | 77055 |  | 29.78858 | -95.494 | Non-Lead - Other | Yes | After 2014 | Replaced November 2024 as part of CIP project | Unknown - Material Unknown | Before 1989 |  | Unknown |  |  |  | Single Family Residence |  |  |  | Tier 1 |  |  | Unknown | No Tier
0805530000263 | 8350 | Leafy Ln | Houston | 77055 |  | 29.79345 | -95.49527 | Non-Lead | Don't Know | Unknown |  | Unknown - Material Unknown | Before 1989 |  | Unknown |  |  |  | Single Family Residence |  |  |  | Tier 5 |  |  | Unknown | No Tier
0805600000362 | 1304 | Krist Dr | Houston | 77055 |  | 29.79153 | -95.49245 | Non-Lead | Don't Know | Unknown |  | Unknown - Material Unknown | Before 1989 |  | Unknown |  |  |  | Single Family Residence |  |  |  | Tier 5 |  |  | Unknown | No Tier
0810370000087 | 1418 | Cedarbrook Dr | Houston | 77055 |  | 29.79517 | -95.50541 | Non-Lead | Don't Know | Unknown |  | Unknown - Material Unknown | Before 1989 |  | Unknown |  |  |  | Single Family Residence |  |  |  | Tier 5 |  |  | Unknown | No Tier
1100290000013 | 8309 | Winningham Ln | Houston | 77055 |  | 29.78808 | -95.49231 | Non-Lead - Other | Yes | After 2014 | Replaced November 2024 as a part of CIP project | Unknown - Material Unknown | Before 1989 |  | Unknown |  |  |  | Single Family Residence |  |  |  | Tier 1 |  |  | Unknown | No Tier
1160150010004 | 8432 | Burkhart Rd | Houston | 77055 |  | 29.78981 | -95.49852 | Non-Lead - Other | Don't Know | After 2014 | (CIP 2025) Service Line Replacement | Unknown - Material Unknown | Between 1989 and 2014 |  | Unknown |  |  |  | Single Family Residence |  |  |  | Tier 1 |  |  | Unknown | No Tier
1123400000002 | 1151 | Fries Rd | Houston | 77055 |  | 29.78877 | -95.50851 | Non-Lead | Don't Know | Unknown |  | Unknown - Material Unknown | Before 1989 |  | Unknown |  |  |  | Single Family Residence |  |  |  | Tier 5 |  |  | Unknown | No Tier
0800600000022 | 1247 | Caudle Dr | Houston | 77055 |  | 29.79194 | -95.50529 | Non-Lead | Don't Know | Unknown |  | Unknown - Material Unknown | Before 1989 |  | Unknown |  |  |  | Single Family Residence |  |  |  | Tier 5 |  |  | Unknown | No Tier
0772490040010 | 1019 | Traweek St | Houston | 77055 |  | 29.78644 | -95.51094 | Non-Lead | Don't Know | Unknown |  | Unknown - Material Unknown | Before 1989 |  | Unknown |  |  |  | Single Family Residence |  |  |  | Tier 5 |  |  | Unknown | No Tier
0835850000013 | 8719 | Winningham Ln | Houston | 77055 |  | 29.78809 | -95.50267 | Non-Lead | Don't Know | Unknown |  | Unknown - Material Unknown | Before 1989 |  | Unknown |  |  |  | Single Family Residence |  |  |  | Tier 5 |  |  | Unknown | No Tier
0800540000012 | 8601 | Lupton Ln | Houston | 77055 |  | 29.7926 | -95.50068 | Non-Lead | Don't Know | Unknown |  | Unknown - Material Unknown | Before 1989 |  | Unknown |  |  |  | Single Family Residence |  |  |  | Tier 5 |  |  | Unknown | No Tier
1070080000008 | 8833 | Larston St | Houston | 77055 |  | 29.79157 | -95.50654 | Non-Lead | Don't Know | Unknown |  | Unknown - Material Unknown | Before 1989 |  | Unknown |  |  |  | Single Family Residence |  |  |  | Tier 5 |  |  | Unknown | No Tier
0800630000049 | 8805 | Merlin Dr | Houston | 77055 |  | 29.79182 | -95.50433 | Non-Lead | Don't Know | Unknown |  | Unknown - Material Unknown | Before 1989 |  | Unknown |  |  |  | Single Family Residence |  |  |  | Tier 5 |  |  | Unknown | No Tier
1112290000002 | 8857 | Cavell St | Houston | 77055 |  | 29.78617 | -95.50774 | Non-Lead | Don't Know | Unknown |  | Unknown - Material Unknown | Before 1989 |  | Unknown |  |  |  | Single Family Residence |  |  |  | Tier 5 |  |  | Unknown | No Tier
0772490010009 | 9014 | Bace Dr | Houston | 77055 |  | 29.7887 | -95.51132 | Non-Lead | Don't Know | Unknown |  | Unknown - Material Unknown | Before 1989 |  | Unknown |  |  |  | Single Family Residence |  |  |  | Tier 5 |  |  | Unknown | No Tier
0791300100168 | 8439 | Westview Dr | Houston | 77055 |  | 29.79385 | -95.49772 | Non-Lead | Don't Know | Unknown |  | Unknown - Material Unknown | Before 1989 |  | Unknown |  |  |  | Single Family Residence |  |  |  | Tier 5 |  |  | Unknown | No Tier
0810600000004 | 8814 | Winningham Ln | Houston | 77055 |  | 29.78891 | -95.50465 | Non-Lead | Don't Know | Unknown |  | Unknown - Material Unknown | Before 1989 |  | Unknown |  |  |  | Single Family Residence |  |  |  | Tier 5 |  |  | Unknown | No Tier
0925950000013 | 1114 | Ben Hur Dr | Houston | 77055 |  | 29.78796 | -95.50534 | Non-Lead | Don't Know | Unknown |  | Unknown - Material Unknown | Before 1989 |  | Unknown |  |  |  | Single Family Residence |  |  |  | Tier 5 |  |  | Unknown | No Tier
0833270000032 | 1337 | Mickey Way | Houston | 77055 |  | 29.79407 | -95.51076 | Non-Lead | Don't Know | Unknown |  | Unknown - Material Unknown | Before 1989 |  | Unknown |  |  |  | Single Family Residence |  |  |  | Tier 5 |  |  | Unknown | No Tier
0430080000265 | 1021 | Campbell Road | Spring Valley Village | 77055 |  | 29.78663096073754 | -95.51490140160996 | Non-Lead | Don't Know | Unknown |  | Unknown - Material Unknown | Before 1989 |  | Unknown |  |  |  | Other |  |  |  | Tier 5 |  |  | Unknown | No Tier
0925950000002 | 8826 | Winningham Ln | Houston | 77055 |  | 29.7889 | -95.50538 | Non-Lead | Don't Know | Unknown |  | Unknown - Material Unknown | Before 1989 |  | Unknown |  |  |  | Single Family Residence |  |  |  | Tier 5 |  |  | Unknown | No Tier
1100290000014 | 8305 | Winningham Ln | Houston | 77055 |  | 29.7881 | -95.49202 | Non-Lead - Other | Yes | After 2014 | Replaced November 2024 as a part of CIP project | Unknown - Material Unknown | Before 1989 |  | Unknown |  |  |  | Single Family Residence |  |  |  | Tier 1 |  |  | Unknown | No Tier
0440340020310 | 9016 | Westview Drive | Spring Valley Village | 77055 |  | 29.796584631838897 | -95.51033538995274 | Non-Lead | Don't Know | Unknown |  | Unknown - Material Unknown | Unknown |  | Unknown |  |  |  | Other |  |  |  | Tier 5 |  |  | Unknown | No Tier
0833270000030 | 1329 | Mickey Way | Houston | 77055 |  | 29.79356 | -95.51076 | Non-Lead | Don't Know | Unknown |  | Unknown - Material Unknown | Before 1989 |  | Unknown |  |  |  | Single Family Residence |  |  |  | Tier 5 |  |  | Unknown | No Tier
1100330000020 | 8317 | Burkhart Ct | Houston | 77055 |  | 29.78895 | -95.49358 | Non-Lead - Other | Yes | After 2014 | Replaced in November 2024 as part of CIP project | Unknown - Material Unknown | Before 1989 |  | Unknown |  |  |  | Single Family Residence |  |  |  | Tier 1 |  |  | Unknown | No Tier
0810320000053 | 1401 | Cedarbrook Dr | Houston | 77055 |  | 29.79428 | -95.50531 | Non-Lead | Don't Know | Unknown |  | Unknown - Material Unknown | Before 1989 |  | Unknown |  |  |  | Single Family Residence |  |  |  | Tier 5 |  |  | Unknown | No Tier
0810630000004 | 8732 | Cavell Ln | Houston | 77055 |  | 29.78624 | -95.50416 | Non-Lead | Don't Know | Unknown |  | Unknown - Material Unknown | Before 1989 |  | Unknown |  |  |  | Single Family Residence |  |  |  | Tier 5 |  |  | Unknown | No Tier
0761470010001 | 1224 | Campbell Rd | Houston | 77055 |  | 29.79126 | -95.51358 | Non-Lead | Don't Know | Unknown |  | Unknown - Material Unknown | Before 1989 |  | Unknown |  |  |  | Single Family Residence |  |  |  | Tier 5 |  |  | Unknown | No Tier
1100330000028 | 8300 | Winningham Ln | Houston | 77055 |  | 29.78861 | -95.4926 | Non-Lead - Other | Don't Know | Unknown | (CIP 2024) Service Line Replacement | Unknown - Material Unknown | Before 1989 |  | Unknown |  |  |  | Single Family Residence |  |  |  | Tier 1 |  |  | Lead | No Tier
1144080000001 | 9201 | Cardwell Dr | Houston | 77055 |  | 29.78636 | -95.51835 | Non-Lead | Don't Know | Unknown |  | Unknown - Material Unknown | Before 1989 |  | Unknown |  |  |  | Single Family Residence |  |  |  | Tier 5 |  |  | Unknown | No Tier
0805580000344 | 8312 | Cedarbrake Dr | Houston | 77055 |  | 29.79134 | -95.49378 | Non-Lead | Don't Know | Unknown |  | Unknown - Material Unknown | Before 1989 |  | Unknown |  |  |  | Single Family Residence |  |  |  | Tier 5 |  |  | Unknown | No Tier
0841210000006 | 8854 | Cardwell Dr | Houston | 77055 |  | 29.78748 | -95.50673 | Non-Lead | Don't Know | Unknown |  | Unknown - Material Unknown | Before 1989 |  | Unknown |  |  |  | Single Family Residence |  |  |  | Tier 5 |  |  | Unknown | No Tier
1100330000004 | 8321 | Cedarspur Dr | Houston | 77055 |  | 29.78989 | -95.49409 | Non-Lead - Other | Yes | After 2014 | October 2024 replaced as part of CIP project | Unknown - Material Unknown | Before 1989 |  | Unknown |  |  |  | Single Family Residence |  |  |  | Tier 1 |  |  | Unknown | No Tier
0805510000245 | 8525 | Merlin Dr | Houston | 77055 |  | 29.79182 | -95.49987 | Non-Lead | Don't Know | Unknown |  | Unknown - Material Unknown | Before 1989 |  | Unknown |  |  |  | Single Family Residence |  |  |  | Tier 5 |  |  | Unknown | No Tier
1100280000013 | 8361 | Winningham Ln | Houston | 77055 |  | 29.78821 | -95.49535 | Non-Lead - Other | Don't Know | After 2014 | Replaced in April 2025 CIP project | Unknown - Material Unknown | Before 1989 |  | Unknown |  |  |  | Single Family Residence |  |  |  | Tier 1 |  |  | Unknown | No Tier
0772490030011 | 1101 | Loeser Dr | Houston | 77055 |  | 29.78677 | -95.51197 | Non-Lead | Don't Know | Unknown |  | Unknown - Material Unknown | Before 1989 |  | Unknown |  |  |  | Single Family Residence |  |  |  | Tier 5 |  |  | Unknown | No Tier
0830800000020 | 8906 | Croes Dr | Houston | 77055 |  | 29.78968 | -95.50873 | Non-Lead | Don't Know | Unknown |  | Unknown - Material Unknown | Before 1989 |  | Unknown |  |  |  | Single Family Residence |  |  |  | Tier 5 |  |  | Unknown | No Tier
0810610000002 | 8801 | Winningham Ln | Houston | 77055 |  | 29.78839 | -95.50389 | Non-Lead | Don't Know | Unknown |  | Unknown - Material Unknown | Before 1989 |  | Unknown |  |  |  | Single Family Residence |  |  |  | Tier 5 |  |  | Unknown | No Tier
1100330000013 | 1201 | Krist Dr | Houston | 77055 |  | 29.78947 | -95.49223 | Non-Lead - Other | Don't Know | Unknown | (CIP 2024) Service Line Replacement | Unknown - Material Unknown | Before 1989 |  | Unknown |  |  |  | Single Family Residence |  |  |  | Tier 1 |  |  | Lead | No Tier
0810620000003 | 1119 | Green Valley Dr | Houston | 77055 |  | 29.78795 | -95.50463 | Non-Lead | Don't Know | Unknown |  | Unknown - Material Unknown | Before 1989 |  | Unknown |  |  |  | Single Family Residence |  |  |  | Tier 5 |  |  | Unknown | No Tier
0912340000007 | 8705 | Burkhart Rd | Houston | 77055 |  | 29.78903 | -95.50199 | Non-Lead | Don't Know | Unknown |  | Unknown - Material Unknown | Before 1989 |  | Unknown |  |  |  | Single Family Residence |  |  |  | Tier 5 |  |  | Unknown | No Tier
0805590000358 | 8305 | Cedarbrake Dr | Houston | 77055 |  | 29.79081 | -95.49344 | Non-Lead | Don't Know | Unknown |  | Unknown - Material Unknown | Before 1989 |  | Unknown |  |  |  | Single Family Residence |  |  |  | Tier 5 |  |  | Unknown | No Tier
0791300080141 | 1405 | Neeley Dr | Houston | 77055 |  | 29.79436 | -95.4997 | Non-Lead | Don't Know | Unknown |  | Unknown - Material Unknown | Before 1989 |  | Unknown |  |  |  | Single Family Residence |  |  |  | Tier 5 |  |  | Unknown | No Tier
0440340020341 | 8856 | Westview Drive | Spring Valley Village | 77055 |  | 29.794775050120734 | -95.50801341326715 | Non-Lead | Don't Know | Unknown |  | Unknown - Material Unknown | Unknown |  | Unknown |  |  |  | Other |  |  |  | Tier 5 |  |  | Unknown | No Tier
0803040000005 | 18 | Fries Ct | Houston | 77055 |  | 29.78863 | -95.50992 | Non-Lead | Don't Know | Unknown |  | Unknown - Material Unknown | Before 1989 |  | Unknown |  |  |  | Single Family Residence |  |  |  | Tier 5 |  |  | Unknown | No Tier
1089940000013 | 9029 | Larston St | Houston | 77055 |  | 29.7916 | -95.51262 | Non-Lead | Don't Know | Unknown |  | Unknown - Material Unknown | Before 1989 |  | Unknown |  |  |  | Single Family Residence |  |  |  | Tier 5 |  |  | Unknown | No Tier
0761470030028 | 1214 | Campbell Rd | Houston | 77055 |  | 29.78988 | -95.51359 | Non-Lead | Don't Know | Unknown |  | Unknown - Material Unknown | Before 1989 |  | Unknown |  |  |  | Single Family Residence |  |  |  | Tier 5 |  |  | Unknown | No Tier
0800550000024 | 8722 | Lupton Ln | Houston | 77055 |  | 29.79316 | -95.5035 | Non-Lead | Don't Know | Unknown |  | Unknown - Material Unknown | Before 1989 |  | Unknown |  |  |  | Single Family Residence |  |  |  | Tier 5 |  |  | Unknown | No Tier
0800560000012 | 8603 | Cedardale Dr | Houston | 77055 |  | 29.79475 | -95.50066 | Non-Lead | Don't Know | Unknown |  | Unknown - Material Unknown | Before 1989 |  | Unknown |  |  |  | Single Family Residence |  |  |  | Tier 5 |  |  | Unknown | No Tier
0791300090162 | 8444 | Westview Dr | Houston | 77055 |  | 29.79424 | -95.49831 | Non-Lead | Don't Know | Unknown |  | Unknown - Material Unknown | Before 1989 |  | Unknown |  |  |  | Single Family Residence |  |  |  | Tier 5 |  |  | Unknown | No Tier
1144080000002 | 9205 | Cardwell Dr | Houston | 77055 |  | 29.78634 | -95.51866 | Non-Lead | Don't Know | Unknown |  | Unknown - Material Unknown | Before 1989 |  | Unknown |  |  |  | Single Family Residence |  |  |  | Tier 5 |  |  | Unknown | No Tier
0822740000116 | 8818 | Burkhart Rd | Houston | 77055 |  | 29.7898 | -95.5048 | Non-Lead | Don't Know | Unknown |  | Unknown - Material Unknown | Before 1989 |  | Unknown |  |  |  | Single Family Residence |  |  |  | Tier 5 |  |  | Unknown | No Tier
0841220000003 | 8867 | Cardwell Dr | Houston | 77055 |  | 29.78698 | -95.50748 | Non-Lead | Don't Know | Unknown |  | Unknown - Material Unknown | Before 1989 |  | Unknown |  |  |  | Single Family Residence |  |  |  | Tier 5 |  |  | Unknown | No Tier
1112290000009 | 8844 | Cavell St | Houston | 77055 |  | 29.78665 | -95.50697 | Non-Lead | Don't Know | Unknown |  | Unknown - Material Unknown | Before 1989 |  | Unknown |  |  |  | Single Family Residence |  |  |  | Tier 5 |  |  | Unknown | No Tier
0805570000328 | 8405 | Cedarbrake Dr | Houston | 77055 |  | 29.79062 | -95.49593 | Non-Lead | Don't Know | Unknown |  | Unknown - Material Unknown | Before 1989 |  | Unknown |  |  |  | Single Family Residence |  |  |  | Tier 5 |  |  | Unknown | No Tier
0833240000006 | 1316 | Mickey Way | Houston | 77055 |  | 29.79286 | -95.51033 | Non-Lead | Don't Know | Unknown |  | Unknown - Material Unknown | Before 1989 |  | Unknown |  |  |  | Single Family Residence |  |  |  | Tier 5 |  |  | Unknown | No Tier
0440340020450 | 1006 | Voss Rd | Houston | 77055 |  | 29.78598 | -95.5016 | Non-Lead | Don't Know | Unknown |  | Unknown - Material Unknown | Unknown |  | Unknown |  |  |  | Single Family Residence |  |  |  | Tier 5 |  |  | Unknown | No Tier
1100290000006 | 8335 | Winningham Ln | Houston | 77055 |  | 29.78808 | -95.49387 | Non-Lead - Other | Don't Know | Unknown | (CIP 2024) Service Line Replacement | Unknown - Material Unknown | Before 1989 |  | Unknown |  |  |  | Single Family Residence |  |  |  | Tier 1 |  |  | Lead | No Tier
0803050000016 | 8905 | Bace Dr | Houston | 77055 |  | 29.78799 | -95.50871 | Non-Lead | Don't Know | Unknown |  | Unknown - Material Unknown | Before 1989 |  | Unknown |  |  |  | Single Family Residence |  |  |  | Tier 5 |  |  | Unknown | No Tier
0830790000007 | 8925 | Croes Dr | Houston | 77055 |  | 29.78968 | -95.50988 | Non-Lead | Don't Know | Unknown |  | Unknown - Material Unknown | Before 1989 |  | Unknown |  |  |  | Single Family Residence |  |  |  | Tier 5 |  |  | Unknown | No Tier
1157530000005 | 8493 | Burkhart Rd | Houston | 77055 |  | 29.78903 | -95.49827 | Non-Lead - Other | Don't Know | Unknown | (CIP 2024) Service Line Replacement | Unknown - Material Unknown | Before 1989 |  | Unknown |  |  |  | Single Family Residence |  |  |  | Tier 1 |  |  | Lead | No Tier
0791300120208 | 8409 | Raylin Dr | Houston | 77055 |  | 29.79307 | -95.49624 | Non-Lead | Don't Know | Unknown |  | Unknown - Material Unknown | Before 1989 |  | Unknown |  |  |  | Single Family Residence |  |  |  | Tier 5 |  |  | Unknown | No Tier
0791300080140 | 8518 | Westview Dr | Houston | 77055 |  | 29.79408 | -95.49973 | Non-Lead | Don't Know | Unknown |  | Unknown - Material Unknown | Before 1989 |  | Unknown |  |  |  | Single Family Residence |  |  |  | Tier 5 |  |  | Unknown | No Tier
0822750000123 | 1213 | Ben Hur Dr | Houston | 77055 |  | 29.79045 | -95.5062 | Non-Lead | Don't Know | Unknown |  | Unknown - Material Unknown | Before 1989 |  | Unknown |  |  |  | Single Family Residence |  |  |  | Tier 5 |  |  | Unknown | No Tier
0805480000213 | 1315 | Neeley Dr | Houston | 77055 |  | 29.79232 | -95.49969 | Non-Lead | Don't Know | Unknown |  | Unknown - Material Unknown | Before 1989 |  | Unknown |  |  |  | Single Family Residence |  |  |  | Tier 5 |  |  | Unknown | No Tier
0772490030014 | 1113 | Loeser Dr | Houston | 77055 |  | 29.78761 | -95.51198 | Non-Lead | Don't Know | Unknown |  | Unknown - Material Unknown | Before 1989 |  | Unknown |  |  |  | Single Family Residence |  |  |  | Tier 5 |  |  | Unknown | No Tier
0805500000227 | 1318 | Modiste St | Houston | 77055 |  | 29.79232 | -95.49819 | Non-Lead | Don't Know | Unknown |  | Unknown - Material Unknown | Before 1989 |  | Unknown |  |  |  | Single Family Residence |  |  |  | Tier 5 |  |  | Unknown | No Tier
0800550000022 | 8714 | Lupton Ln | Houston | 77055 |  | 29.79315 | -95.50298 | Non-Lead | Don't Know | Unknown |  | Unknown - Material Unknown | Before 1989 |  | Unknown |  |  |  | Single Family Residence |  |  |  | Tier 5 |  |  | Unknown | No Tier
0810630000010 | 1044 | Teresa Dr | Houston | 77055 |  | 29.7875 | -95.50478 | Non-Lead | Don't Know | Unknown |  | Unknown - Material Unknown | Before 1989 |  | Unknown |  |  |  | Single Family Residence |  |  |  | Tier 5 |  |  | Unknown | No Tier
0800570000009 | 8722 | Cedardale Dr | Houston | 77055 |  | 29.79525 | -95.50363 | Non-Lead | Don't Know | Unknown |  | Unknown - Material Unknown | Before 1989 |  | Unknown |  |  |  | Single Family Residence |  |  |  | Tier 5 |  |  | Unknown | No Tier
1167630000001 | 1118 | Bade St | Houston | 77055 |  | 29.78702 | -95.51781 | Non-Lead | Don't Know | Unknown |  | Unknown - Material Unknown | Before 1989 |  | Unknown |  |  |  | Single Family Residence |  |  |  | Tier 5 |  |  | Unknown | No Tier
0805560000303 | 8436 | Cedarbrake Dr | Houston | 77055 |  | 29.79112 | -95.49767 | Non-Lead | Don't Know | Unknown |  | Unknown - Material Unknown | Before 1989 |  | Unknown |  |  |  | Single Family Residence |  |  |  | Tier 5 |  |  | Unknown | No Tier
1100330000027 | 1101 | Krist Dr | Houston | 77055 |  | 29.78857 | -95.49233 | Non-Lead - Other | Yes | After 2014 | Replaced November 2024 as a part of CIP project | Unknown - Material Unknown | Before 1989 |  | Unknown |  |  |  | Single Family Residence |  |  |  | Tier 1 |  |  | Unknown | No Tier
0805550000297 | 1223 | Modiste St | Houston | 77055 |  | 29.79073 | -95.49874 | Non-Lead | Don't Know | Unknown |  | Unknown - Material Unknown | Before 1989 |  | Unknown |  |  |  | Single Family Residence |  |  |  | Tier 5 |  |  | Unknown | No Tier
0810640000005 | 8731 | Cavell Ln | Houston | 77055 |  | 29.78569 | -95.50424 | Non-Lead | Don't Know | Unknown |  | Unknown - Material Unknown | Before 1989 |  | Unknown |  |  |  | Single Family Residence |  |  |  | Tier 5 |  |  | Unknown | No Tier
0835850000014 | 8723 | Winningham Ln | Houston | 77055 |  | 29.78809 | -95.50292 | Non-Lead | Don't Know | Unknown |  | Unknown - Material Unknown | Before 1989 |  | Unknown |  |  |  | Single Family Residence |  |  |  | Tier 5 |  |  | Unknown | No Tier
0805580000349 | 8330 | Cedarbrake Dr | Houston | 77055 |  | 29.79133 | -95.49489 | Non-Lead | Don't Know | Unknown |  | Unknown - Material Unknown | Before 1989 |  | Unknown |  |  |  | Single Family Residence |  |  |  | Tier 5 |  |  | Unknown | No Tier
0805590000357 | 8309 | Cedarbrake Dr | Houston | 77055 |  | 29.79081 | -95.49366 | Non-Lead | Don't Know | Unknown |  | Unknown - Material Unknown | Before 1989 |  | Unknown |  |  |  | Single Family Residence |  |  |  | Tier 5 |  |  | Unknown | No Tier
0822730000102 | 8834 | Cedarspur Dr | Houston | 77055 |  | 29.79063 | -95.50571 | Non-Lead | Don't Know | Unknown |  | Unknown - Material Unknown | Before 1989 |  | Unknown |  |  |  | Single Family Residence |  |  |  | Tier 5 |  |  | Unknown | No Tier
0800540000004 | 8709 | Lupton Ln | Houston | 77055 |  | 29.79261 | -95.50273 | Non-Lead | Don't Know | Unknown |  | Unknown - Material Unknown | Before 1989 |  | Unknown |  |  |  | Single Family Residence |  |  |  | Tier 5 |  |  | Unknown | No Tier
1100300000007 | 1120 | Krist Dr | Houston | 77055 |  | 29.78946 | -95.49122 | Non-Lead - Other | Don't Know | Unknown | (CIP 2024) Service Line Replacement | Unknown - Material Unknown | Before 1989 |  | Unknown |  |  |  | Single Family Residence |  |  |  | Tier 1 |  |  | Lead | No Tier
0925950000010 | 1102 | Ben Hur Dr | Houston | 77055 |  | 29.78727 | -95.50522 | Non-Lead | Don't Know | Unknown |  | Unknown - Material Unknown | Before 1989 |  | Unknown |  |  |  | Single Family Residence |  |  |  | Tier 5 |  |  | Unknown | No Tier
0810660000004 | 1019 | Teresa Dr | Houston | 77055 |  | 29.78601 | -95.50477 | Non-Lead | Don't Know | Unknown |  | Unknown - Material Unknown | Before 1989 |  | Unknown |  |  |  | Single Family Residence |  |  |  | Tier 5 |  |  | Unknown | No Tier
0805590000355 | 8317 | Cedarbrake Dr | Houston | 77055 |  | 29.7908 | -95.49409 | Non-Lead | Don't Know | Unknown |  | Unknown - Material Unknown | Before 1989 |  | Unknown |  |  |  | Single Family Residence |  |  |  | Tier 5 |  |  | Unknown | No Tier
1100290000002 | 8349 | Winningham Ln | Houston | 77055 |  | 29.78811 | -95.49478 | Non-Lead - Other | Don't Know | Unknown | (CIP 2024) Service Line Replacement | Unknown - Material Unknown | Before 1989 |  | Unknown |  |  |  | Single Family Residence |  |  |  | Tier 1 |  |  | Lead | No Tier
0805600000360 | 1308 | Krist Dr | Houston | 77055 |  | 29.79193 | -95.49248 | Non-Lead | Don't Know | Unknown |  | Unknown - Material Unknown | Before 1989 |  | Unknown |  |  |  | Single Family Residence |  |  |  | Tier 5 |  |  | Unknown | No Tier
0800540000010 | 8609 | Lupton Ln | Houston | 77055 |  | 29.7926 | -95.5012 | Non-Lead | Don't Know | Unknown |  | Unknown - Material Unknown | Before 1989 |  | Unknown |  |  |  | Single Family Residence |  |  |  | Tier 5 |  |  | Unknown | No Tier
0772490040008 | 1016 | Loeser Dr | Houston | 77055 |  | 29.78626 | -95.51137 | Non-Lead | Don't Know | Unknown |  | Unknown - Material Unknown | Before 1989 |  | Unknown |  |  |  | Single Family Residence |  |  |  | Tier 5 |  |  | Unknown | No Tier
1144080000007 | 9200 | Cardwell Dr | Houston | 77055 |  | 29.78686 | -95.51832 | Non-Lead | Don't Know | Unknown |  | Unknown - Material Unknown | Before 1989 |  | Unknown |  |  |  | Single Family Residence |  |  |  | Tier 5 |  |  | Unknown | No Tier
1100330000023 | 8305 | Burkhart Ct | Houston | 77055 |  | 29.78898 | -95.49276 | Non-Lead - Other | Yes | After 2014 | Replaced in November as part of Capital Improvement Project | Unknown - Material Unknown | Before 1989 |  | Unknown |  |  |  | Single Family Residence |  |  |  | Tier 1 |  |  | Unknown | No Tier
0943250000002 | 8718 | Green Valley Dr | Houston | 77055 |  | 29.7877 | -95.50313 | Non-Lead | Don't Know | Unknown |  | Unknown - Material Unknown | Before 1989 |  | Unknown |  |  |  | Single Family Residence |  |  |  | Tier 5 |  |  | Unknown | No Tier
0810310000050 | 8822 | Westview Dr | Houston | 77055 |  | 29.79471 | -95.50636 | Non-Lead | Don't Know | Unknown |  | Unknown - Material Unknown | Before 1989 |  | Unknown |  |  |  | Single Family Residence |  |  |  | Tier 5 |  |  | Unknown | No Tier
1100320000005 | 1113 | Pech Rd | Houston | 77055 |  | 29.78938 | -95.49525 | Non-Lead - Other | Yes | After 2014 | Replaced in November 2024 as part of CIP project | Unknown - Material Unknown | Before 1989 |  | Unknown |  |  |  | Single Family Residence |  |  |  | Tier 1 |  |  | Unknown | No Tier
1100330000036 | 8332 | Winningham Ln | Houston | 77055 |  | 29.78857 | -95.49446 | Non-Lead - Other | Yes | After 2014 | Replaced November 2024 as part of CIP project | Unknown - Material Unknown | Before 1989 |  | Unknown |  |  |  | Single Family Residence |  |  |  | Tier 1 |  |  | Unknown | No Tier
0830800000019 | 8910 | Croes Dr | Houston | 77055 |  | 29.78976 | -95.50902 | Non-Lead | Don't Know | Unknown |  | Unknown - Material Unknown | Before 1989 |  | Unknown |  |  |  | Single Family Residence |  |  |  | Tier 5 |  |  | Unknown | No Tier
0810320000058 | 1421 | Cedarbrook Dr | Houston | 77055 |  | 29.79525 | -95.50615 | Non-Lead | Don't Know | Unknown |  | Unknown - Material Unknown | Before 1989 |  | Unknown |  |  |  | Single Family Residence |  |  |  | Tier 5 |  |  | Unknown | No Tier
1100330000022 | 8309 | Burkhart Ct | Houston | 77055 |  | 29.78898 | -95.49299 | Non-Lead - Other | Yes | After 2014 | Replaced in November 2024 as part of CIP project | Unknown - Material Unknown | Before 1989 |  | Unknown |  |  |  | Single Family Residence |  |  |  | Tier 1 |  |  | Unknown | No Tier
1100280000010 | 8409 | Winningham Ln | Houston | 77055 |  | 29.78833 | -95.49607 | Non-Lead - Other | Don't Know | After 2014 | Replaced in April 2025 CIP project | Unknown - Material Unknown | Before 1989 |  | Unknown |  |  |  | Single Family Residence |  |  |  | Tier 1 |  |  | Unknown | No Tier
0440340020305 | 1502 | Cedarbrook Dr | Houston | 77055 |  | 29.79661 | -95.50621 | Non-Lead | Don't Know | Unknown |  | Unknown - Material Unknown | Before 1989 |  | Unknown |  |  |  | Single Family Residence |  |  |  | Tier 5 |  |  | Unknown | No Tier
0924690000004 | 8718 | Cedarspur Dr | Houston | 77055 |  | 29.79053 | -95.50278 | Non-Lead | Don't Know | Unknown |  | Unknown - Material Unknown | Before 1989 |  | Unknown |  |  |  | Single Family Residence |  |  |  | Tier 5 |  |  | Unknown | No Tier
1099070000001 | 8610 | Cedardale Dr | Houston | 77055 |  | 29.79542 | -95.50128 | Non-Lead | Don't Know | Unknown |  | Unknown - Material Unknown | Before 1989 |  | Unknown |  |  |  | Single Family Residence |  |  |  | Tier 5 |  |  | Unknown | No Tier
0925950000007 | 8831 | Winningham Ln | Houston | 77055 |  | 29.78837 | -95.5057 | Non-Lead | Don't Know | Unknown |  | Unknown - Material Unknown | Before 1989 |  | Unknown |  |  |  | Single Family Residence |  |  |  | Tier 5 |  |  | Unknown | No Tier
0810370000081 | 1421 | Bracher St. | Houston | 77055 |  | 29.79527 | -95.50508 | Non-Lead | Don't Know | Unknown |  | Unknown - Material Unknown | Before 1989 |  | Unknown |  |  |  | Single Family Residence |  |  |  | Tier 5 |  |  | Unknown | No Tier
1100320000001 | 1213 | Pech Rd | Houston | 77055 |  | 29.79024 | -95.49528 | Non-Lead - Other | Yes | After 2014 | October 2024 replaced as part of CIP project | Unknown - Material Unknown | Before 1989 |  | Unknown |  |  |  | Single Family Residence |  |  |  | Tier 1 |  |  | Unknown | No Tier
0810330000062 | 8810 | Lanell Ln | Houston | 77055 |  | 29.79558 | -95.50579 | Non-Lead | Don't Know | Unknown |  | Unknown - Material Unknown | Before 1989 |  | Unknown |  |  |  | Single Family Residence |  |  |  | Tier 5 |  |  | Unknown | No Tier
1100290000004 | 8341 | Winningham Ln | Houston | 77055 |  | 29.78808 | -95.49431 | Non-Lead - Other | Don't Know | Unknown | (CIP 2024) Service Line Replacement | Unknown - Material Unknown | Before 1989 |  | Unknown |  |  |  | Single Family Residence |  |  |  | Tier 1 |  |  | Lead | No Tier
1100270000003 | 8460 | Winningham Ln | Houston | 77055 |  | 29.78846 | -95.49971 | Non-Lead - Other | Don't Know | After 2014 | Replaced in April 2025 CIP project | Unknown - Material Unknown | Before 1989 |  | Unknown |  |  |  | Single Family Residence |  |  |  | Tier 1 |  |  | Unknown | No Tier
1089940000014 | 9025 | Larston St | Houston | 77055 |  | 29.79161 | -95.5124 | Non-Lead | Don't Know | Unknown |  | Unknown - Material Unknown | Before 1989 |  | Unknown |  |  |  | Single Family Residence |  |  |  | Tier 5 |  |  | Unknown | No Tier
1070080000009 | 8837 | Larston St | Houston | 77055 |  | 29.79153 | -95.50675 | Non-Lead | Don't Know | Unknown |  | Unknown - Material Unknown | Before 1989 |  | Unknown |  |  |  | Single Family Residence |  |  |  | Tier 5 |  |  | Unknown | No Tier
0805540000287 | 8313 | Leafy Ln | Houston | 77055 |  | 29.79249 | -95.4938 | Non-Lead | Don't Know | Unknown |  | Unknown - Material Unknown | Before 1989 |  | Unknown |  |  |  | Single Family Residence |  |  |  | Tier 5 |  |  | Unknown | No Tier
0803040000012 | 8910 | Bace Dr | Houston | 77055 |  | 29.78845 | -95.50893 | Non-Lead | Don't Know | Unknown |  | Unknown - Material Unknown | Before 1989 |  | Unknown |  |  |  | Single Family Residence |  |  |  | Tier 5 |  |  | Unknown | No Tier
1100270000008 | 8440 | Winningham Ln | Houston | 77055 |  | 29.78847 | -95.49844 | Non-Lead - Other | Don't Know | After 2014 | Replaced in April 2025 CIP project | Unknown - Material Unknown | Before 1989 |  | Unknown |  |  |  | Single Family Residence |  |  |  | Tier 1 |  |  | Unknown | No Tier
0791300100174 | 8432 | Raylin Dr | Houston | 77055 |  | 29.79358 | -95.49769 | Non-Lead | Don't Know | Unknown |  | Unknown - Material Unknown | Before 1989 |  | Unknown |  |  |  | Single Family Residence |  |  |  | Tier 5 |  |  | Unknown | No Tier
0810660000006 | 1007 | Teresa Dr | Houston | 77055 |  | 29.78557 | -95.50477 | Non-Lead | Don't Know | Unknown |  | Unknown - Material Unknown | Before 1989 |  | Unknown |  |  |  | Single Family Residence |  |  |  | Tier 5 |  |  | Unknown | No Tier
1168270000010 | 9 | Inverness Park Way | Houston | 77055 |  | 29.79251 | -95.50818 | Non-Lead | Don't Know | Unknown |  | Unknown - Material Unknown | Before 1989 |  | Unknown |  |  |  | Single Family Residence |  |  |  | Tier 5 |  |  | Unknown | No Tier
0835850000009 | 8703 | Winningham Ln | Houston | 77055 |  | 29.78814 | -95.50169 | Non-Lead | Don't Know | Unknown |  | Unknown - Material Unknown | Before 1989 |  | Unknown |  |  |  | Single Family Residence |  |  |  | Tier 5 |  |  | Unknown | No Tier
0791300100183 | 8402 | Raylin Dr | Houston | 77055 |  | 29.79352 | -95.49578 | Non-Lead | Don't Know | Unknown |  | Unknown - Material Unknown | Before 1989 |  | Unknown |  |  |  | Single Family Residence |  |  |  | Tier 5 |  |  | Unknown | No Tier
1100330000039 | 8331 | Burkhart Cir | Houston | 77055 |  | 29.78896 | -95.49449 | Non-Lead - Other | Yes | After 2014 | Replaced in November 2024 as part of CIP project | Unknown - Material Unknown | Before 1989 |  | Unknown |  |  |  | Single Family Residence |  |  |  | Tier 1 |  |  | Unknown | No Tier
0925970000004 | 1014 | Ben Hur Dr | Houston | 77055 |  | 29.78586 | -95.50519 | Non-Lead | Don't Know | Unknown |  | Unknown - Material Unknown | Before 1989 |  | Unknown |  |  |  | Single Family Residence |  |  |  | Tier 5 |  |  | Unknown | No Tier
0924690000002 | 8726 | Cedarspur Dr | Houston | 77055 |  | 29.79053 | -95.50327 | Non-Lead | Don't Know | Unknown |  | Unknown - Material Unknown | Before 1989 |  | Unknown |  |  |  | Single Family Residence |  |  |  | Tier 5 |  |  | Unknown | No Tier
0791300100167 | 8443 | Westview Dr | Houston | 77055 |  | 29.79376 | -95.49809 | Non-Lead | Don't Know | Unknown |  | Unknown - Material Unknown | Before 1989 |  | Unknown |  |  |  | Single Family Residence |  |  |  | Tier 5 |  |  | Unknown | No Tier
1100280000009 | 8413 | Winningham Ln | Houston | 77055 |  | 29.78833 | -95.49629 | Non-Lead - Other | Don't Know | After 2014 | Replaced in April 2025 CIP project | Unknown - Material Unknown | Before 1989 |  | Unknown |  |  |  | Single Family Residence |  |  |  | Tier 1 |  |  | Unknown | No Tier
0805480000214 | 1318 | Bingle Rd | Houston | 77055 |  | 29.79258 | -95.50014 | Non-Lead | Don't Know | Unknown |  | Unknown - Material Unknown | Before 1989 |  | Unknown |  |  |  | Single Family Residence |  |  |  | Tier 5 |  |  | Unknown | No Tier
0830790000004 | 8913 | Croes Dr | Houston | 77055 |  | 29.78935 | -95.50919 | Non-Lead | Don't Know | Unknown |  | Unknown - Material Unknown | Before 1989 |  | Unknown |  |  |  | Single Family Residence |  |  |  | Tier 5 |  |  | Unknown | No Tier
1100270000002 | 8464 | Winningham Ln | Houston | 77055 |  | 29.78848 | -95.49995 | Non-Lead - Other | Don't Know | After 2014 | Replaced in April 2025 CIP project | Unknown - Material Unknown | Before 1989 |  | Unknown |  |  |  | Single Family Residence |  |  |  | Tier 1 |  |  | Unknown | No Tier
0791300110189 | 1331 | Neeley Dr | Houston | 77055 |  | 29.7934 | -95.49972 | Non-Lead | Don't Know | Unknown |  | Unknown - Material Unknown | Before 1989 |  | Unknown |  |  |  | Single Family Residence |  |  |  | Tier 5 |  |  | Unknown | No Tier
0791300090163 | 8440 | Westview Dr | Houston | 77055 |  | 29.7943 | -95.49809 | Non-Lead | Don't Know | Unknown |  | Unknown - Material Unknown | Before 1989 |  | Unknown |  |  |  | Single Family Residence |  |  |  | Tier 5 |  |  | Unknown | No Tier
0833270000017 | 1322 | Beutel Dr | Houston | 77055 |  | 29.7931 | -95.51135 | Non-Lead | Don't Know | Unknown |  | Unknown - Material Unknown | Between 1989 and 2014 |  | Unknown |  |  |  | Single Family Residence |  |  |  | Tier 5 |  |  | Unknown | No Tier
0830790000001 | 8901 | Croes Dr | Houston | 77055 |  | 29.78914 | -95.50848 | Non-Lead | Don't Know | Unknown |  | Unknown - Material Unknown | Before 1989 |  | Unknown |  |  |  | Single Family Residence |  |  |  | Tier 5 |  |  | Unknown | No Tier
0791300080142 | 1409 | Neeley Dr | Houston | 77055 |  | 29.79452 | -95.49963 | Non-Lead | Don't Know | Unknown |  | Unknown - Material Unknown | Before 1989 |  | Unknown |  |  |  | Single Family Residence |  |  |  | Tier 5 |  |  | Unknown | No Tier
0805590000351 | 8333 | Cedarbrake Dr | Houston | 77055 |  | 29.79078 | -95.495 | Non-Lead | Don't Know | Unknown |  | Unknown - Material Unknown | Before 1989 |  | Unknown |  |  |  | Single Family Residence |  |  |  | Tier 5 |  |  | Unknown | No Tier
0943250000004 | 8710 | Green Valley Dr | Houston | 77055 |  | 29.7877 | -95.50259 | Non-Lead | Don't Know | Unknown |  | Unknown - Material Unknown | Before 1989 |  | Unknown |  |  |  | Single Family Residence |  |  |  | Tier 5 |  |  | Unknown | No Tier
1100280000014 | 8357 | Winningham Ln | Houston | 77055 |  | 29.7882 | -95.49519 | Non-Lead - Other | Don't Know | Unknown | (CIP 2024) Service Line Replacement | Unknown - Material Unknown | Before 1989 |  | Unknown |  |  |  | Single Family Residence |  |  |  | Tier 1 |  |  | Lead | No Tier
0800620000040 | 1329 | Voss Rd | Houston | 77055 |  | 29.75297 | -95.50101 | Non-Lead | Don't Know | Unknown |  | Unknown - Material Unknown | Before 1989 |  | Unknown |  |  |  | Single Family Residence |  |  |  | Tier 5 |  |  | Unknown | No Tier
0912340000004 | 8717 | Burkhart Rd | Houston | 77055 |  | 29.78903 | -95.50272 | Non-Lead | Don't Know | Unknown |  | Unknown - Material Unknown | After 2014 |  | Unknown |  |  |  | Single Family Residence |  |  |  | Tier 5 |  |  | Unknown | No Tier
0805500000239 | 1 | Tal Ct | Houston | 77055 |  | 29.79233 | -95.49625 | Non-Lead | Don't Know | Unknown |  | Unknown - Material Unknown | Before 1989 |  | Unknown |  |  |  | Single Family Residence |  |  |  | Tier 5 |  |  | Unknown | No Tier
0805500000226 | 1320 | Modiste St | Houston | 77055 |  | 29.79259 | -95.49814 | Non-Lead | Don't Know | Unknown |  | Unknown - Material Unknown | Before 1989 |  | Unknown |  |  |  | Single Family Residence |  |  |  | Tier 5 |  |  | Unknown | No Tier
1100330000026 | 1105 | Krist Dr | Houston | 77055 |  | 29.78881 | -95.49227 | Non-Lead - Other | Yes | After 2014 | Replaced November 2024 as a part of CIP project | Unknown - Material Unknown | Before 1989 |  | Unknown |  |  |  | Single Family Residence |  |  |  | Tier 1 |  |  | Unknown | No Tier
0791300080152 | 8412 | Lofland Dr | Houston | 77055 |  | 29.79502 | -95.49764 | Non-Lead | Don't Know | Unknown |  | Unknown - Material Unknown | Before 1989 |  | Unknown |  |  |  | Single Family Residence |  |  |  | Tier 5 |  |  | Unknown | No Tier
1099060000018 | 1014 | Bade St | Houston | 77055 |  | 29.78586 | -95.51785 | Non-Lead | Don't Know | Unknown |  | Unknown - Material Unknown | Before 1989 |  | Unknown |  |  |  | Single Family Residence |  |  |  | Tier 5 |  |  | Unknown | No Tier
0791300080151 | 8416 | Lofland Dr | Houston | 77055 |  | 29.79515 | -95.49787 | Non-Lead | Don't Know | Unknown |  | Unknown - Material Unknown | Before 1989 |  | Unknown |  |  |  | Single Family Residence |  |  |  | Tier 5 |  |  | Unknown | No Tier
0835850000005 | 8714 | Winningham Ln | Houston | 77055 |  | 29.78865 | -95.50243 | Non-Lead | Don't Know | Unknown |  | Unknown - Material Unknown | Before 1989 |  | Unknown |  |  |  | Single Family Residence |  |  |  | Tier 5 |  |  | Unknown | No Tier
1100330000017 | 8312 | Burkhart Ct | Houston | 77055 |  | 29.78952 | -95.49361 | Non-Lead - Other | Yes | After 2014 | Replaced in November 2024 as part of CIP Project | Unknown - Material Unknown | Before 1989 |  | Unknown |  |  |  | Single Family Residence |  |  |  | Tier 1 |  |  | Unknown | No Tier
0830790000012 | 8945 | Croes Dr | Houston | 77055 |  | 29.79078 | -95.5099 | Non-Lead | Don't Know | Unknown |  | Unknown - Material Unknown | Before 1989 |  | Unknown |  |  |  | Single Family Residence |  |  |  | Tier 5 |  |  | Unknown | No Tier
1168270000007 | 14 | Inverness Park Way | Houston | 77055 |  | 29.79281 | -95.50942 | Non-Lead | Don't Know | Unknown |  | Unknown - Material Unknown | Before 1989 |  | Unknown |  |  |  | Single Family Residence |  |  |  | Tier 5 |  |  | Unknown | No Tier
0805510000250 | 8501 | Merlin Dr | Houston | 77055 |  | 29.79183 | -95.49866 | Non-Lead | Don't Know | Unknown |  | Unknown - Material Unknown | Before 1989 |  | Unknown |  |  |  | Single Family Residence |  |  |  | Tier 5 |  |  | Unknown | No Tier
1089940000002 | 9016 | Larston St | Houston | 77055 |  | 29.79217 | -95.51217 | Non-Lead | Don't Know | Unknown |  | Unknown - Unlikely Lead | Before 1989 |  | Unknown |  |  |  | Single Family Residence |  |  |  | Tier 5 |  |  | Unknown | No Tier
0800560000004 | 8709 | Cedardale Dr | Houston | 77055 |  | 29.79464 | -95.50281 | Non-Lead | Don't Know | Unknown |  | Unknown - Material Unknown | Before 1989 |  | Unknown |  |  |  | Single Family Residence |  |  |  | Tier 5 |  |  | Unknown | No Tier
0833270000029 | 1325 | Mickey Way | Houston | 77055 |  | 29.79332 | -95.51086 | Non-Lead | Don't Know | Unknown |  | Unknown - Material Unknown | Before 1989 |  | Unknown |  |  |  | Single Family Residence |  |  |  | Tier 5 |  |  | Unknown | No Tier
0800560000007 | 8621 | Cedardale Dr | Houston | 77055 |  | 29.7947 | -95.50201 | Non-Lead | Don't Know | Unknown |  | Unknown - Material Unknown | Before 1989 |  | Unknown |  |  |  | Single Family Residence |  |  |  | Tier 5 |  |  | Unknown | No Tier
0791300110192 | 1336 | Neeley Dr | Houston | 77055 |  | 29.79362 | -95.49913 | Non-Lead | Don't Know | Unknown |  | Unknown - Material Unknown | Before 1989 |  | Unknown |  |  |  | Single Family Residence |  |  |  | Tier 5 |  |  | Unknown | No Tier
1168270000006 | 12 | Inverness Park Way | Houston | 77055 |  | 29.79261 | -95.50857 | Non-Lead | Don't Know | Unknown |  | Unknown - Material Unknown | Before 1989 |  | Unknown |  |  |  | Single Family Residence |  |  |  | Tier 5 |  |  | Unknown | No Tier
1100300000012 | 1214 | Krist Dr | Houston | 77055 |  | 29.7903 | -95.49225 | Non-Lead - Other | Yes | After 2014 | October 2024 replaced as part of CIP project | Unknown - Material Unknown | Before 1989 |  | Unknown |  |  |  | Single Family Residence |  |  |  | Tier 1 |  |  | Unknown | No Tier
1100330000002 | 8329 | Cedarspur Dr | Houston | 77055 |  | 29.78989 | -95.49453 | Non-Lead - Other | Yes | After 2014 | October 2024 replaced as part of CIP project | Unknown - Material Unknown | Before 1989 |  | Unknown |  |  |  | Single Family Residence |  |  |  | Tier 1 |  |  | Unknown | No Tier
1168270000002 | 4 | Inverness Park Way | Houston | 77055 |  | 29.79261 | -95.50832 | Non-Lead | Don't Know | Unknown |  | Unknown - Material Unknown | Before 1989 |  | Unknown |  |  |  | Single Family Residence |  |  |  | Tier 5 |  |  | Unknown | No Tier
0924680000015 | 8725 | Cedarspur Dr | Houston | 77055 |  | 29.78992 | -95.50326 | Non-Lead | Don't Know | Unknown |  | Unknown - Material Unknown | Before 1989 |  | Unknown |  |  |  | Single Family Residence |  |  |  | Tier 5 |  |  | Unknown | No Tier
0912350000006 | 8710 | Burkhart Rd | Houston | 77055 |  | 29.78951 | -95.50222 | Non-Lead | Don't Know | Unknown |  | Unknown - Material Unknown | Before 1989 |  | Unknown |  |  |  | Single Family Residence |  |  |  | Tier 5 |  |  | Unknown | No Tier
1000390000011 | 9002 | Lupton Ct | Houston | 77055 |  | 29.79303 | -95.51241 | Non-Lead | Don't Know | Unknown |  | Unknown - Material Unknown | Before 1989 |  | Unknown |  |  |  | Single Family Residence |  |  |  | Tier 5 |  |  | Unknown | No Tier
0822740000103 | 8833 | Cedarspur Dr | Houston | 77055 |  | 29.79012 | -95.5057 | Non-Lead | Don't Know | Unknown |  | Unknown - Material Unknown | Before 1989 |  | Unknown |  |  |  | Single Family Residence |  |  |  | Tier 5 |  |  | Unknown | No Tier
0822740000104 | 8829 | Cedarspur Dr | Houston | 77055 |  | 29.79012 | -95.50547 | Non-Lead | Don't Know | Unknown |  | Unknown - Material Unknown | Before 1989 |  | Unknown |  |  |  | Single Family Residence |  |  |  | Tier 5 |  |  | Unknown | No Tier
0810340000068 | 8722 | Lanell Ln | Houston | 77055 |  | 29.79622 | -95.50397 | Non-Lead | Don't Know | Unknown |  | Unknown - Material Unknown | Before 1989 |  | Unknown |  |  |  | Single Family Residence |  |  |  | Tier 5 |  |  | Unknown | No Tier
0835850000010 | 8707 | Winningham Ln | Houston | 77055 |  | 29.7881 | -95.50194 | Non-Lead | Don't Know | Unknown |  | Unknown - Material Unknown | Before 1989 |  | Unknown |  |  |  | Single Family Residence |  |  |  | Tier 5 |  |  | Unknown | No Tier
0805580000338 | 8309 | Merlin Dr | Houston | 77055 |  | 29.79172 | -95.49378 | Non-Lead | Don't Know | Unknown |  | Unknown - Material Unknown | Before 1989 |  | Unknown |  |  |  | Single Family Residence |  |  |  | Tier 5 |  |  | Unknown | No Tier
0810600000002 | 8806 | Winningham Ln | Houston | 77055 |  | 29.78892 | -95.50415 | Non-Lead | Don't Know | Unknown |  | Unknown - Material Unknown | Before 1989 |  | Unknown |  |  |  | Single Family Residence |  |  |  | Tier 5 |  |  | Unknown | No Tier
0822730000094 | 8802 | Cedarspur Dr | Houston | 77055 |  | 29.79064 | -95.50393 | Non-Lead | Don't Know | Unknown |  | Unknown - Material Unknown | Before 1989 |  | Unknown |  |  |  | Single Family Residence |  |  |  | Tier 5 |  |  | Unknown | No Tier
0833260000013 | 9005 | Larston St | Houston | 77055 |  | 29.79156 | -95.51115 | Non-Lead | Don't Know | Unknown |  | Unknown - Material Unknown | Before 1989 |  | Unknown |  |  |  | Single Family Residence |  |  |  | Tier 5 |  |  | Unknown | No Tier
1124990000001 | 8601 | Cedarspur Dr | Houston | 77055 |  | 29.79001 | -95.5007 | Non-Lead - Other | Yes | After 2014 | (CIP 2025) Service Line Replacement | Unknown - Material Unknown | Before 1989 |  | Unknown |  |  |  | Single Family Residence |  |  |  | Tier 1 |  |  | Unknown | No Tier
0791300100171 | 8427 | Westview Dr | Houston | 77055 |  | 29.79418 | -95.49699 | Non-Lead | Don't Know | Unknown |  | Unknown - Material Unknown | Before 1989 |  | Unknown |  |  |  | Single Family Residence |  |  |  | Tier 5 |  |  | Unknown | No Tier
0780330010019 | 8634 | Merlin Dr | Houston | 77055 |  | 29.79229 | -95.50319 | Non-Lead | Don't Know | Unknown |  | Unknown - Material Unknown | Before 1989 |  | Unknown |  |  |  | Single Family Residence |  |  |  | Tier 5 |  |  | Unknown | No Tier
0805500000235 | 14 | Tal Ct | Houston | 77055 |  | 29.79233 | -95.49672 | Non-Lead | Don't Know | Unknown |  | Unknown - Material Unknown | Before 1989 |  | Unknown |  |  |  | Single Family Residence |  |  |  | Tier 5 |  |  | Unknown | No Tier
1089940000006 | 9032 | Larston St | Houston | 77055 |  | 29.79213 | -95.51317 | Non-Lead | Don't Know | Unknown |  | Unknown - Material Unknown | Before 1989 |  | Unknown |  |  |  | Single Family Residence |  |  |  | Tier 5 |  |  | Unknown | No Tier
1089940000011 | 9037 | Larston St | Houston | 77055 |  | 29.7916 | -95.51315 | Non-Lead | Don't Know | Unknown |  | Unknown - Material Unknown | Before 1989 |  | Unknown |  |  |  | Single Family Residence |  |  |  | Tier 5 |  |  | Unknown | No Tier
1100330000044 | 8332 | Burkhart Cir | Houston | 77055 |  | 29.7895 | -95.49451 | Non-Lead - Other | Yes | After 2014 | Replaced in November 2024 as part of CIP project | Unknown - Material Unknown | Before 1989 |  | Unknown |  |  |  | Single Family Residence |  |  |  | Tier 1 |  |  | Unknown | No Tier
0800610000029 | 8826 | Merlin Dr | Houston | 77055 |  | 29.79329 | -95.50515 | Non-Lead | Don't Know | Unknown |  | Unknown - Material Unknown | Before 1989 |  | Unknown |  |  |  | Single Family Residence |  |  |  | Tier 5 |  |  | Unknown | No Tier
1112290000004 | 8849 | Cavell St | Houston | 77055 |  | 29.78617 | -95.50723 | Non-Lead | Don't Know | Unknown |  | Unknown - Material Unknown | Before 1989 |  | Unknown |  |  |  | Single Family Residence |  |  |  | Tier 5 |  |  | Unknown | No Tier
1100310000010 | 8300 | Cedarspur Dr | Houston | 77055 |  | 29.79045 | -95.49304 | Non-Lead - Other | Yes | After 2014 | October 2024 replaced as part of CIP project | Unknown - Material Unknown | Before 1989 |  | Unknown |  |  |  | Single Family Residence |  |  |  | Tier 1 |  |  | Unknown | No Tier
0805560000301 | 8444 | Cedarbrake Dr | Houston | 77055 |  | 29.79111 | -95.49817 | Non-Lead | Don't Know | Unknown |  | Unknown - Material Unknown | Before 1989 |  | Unknown |  |  |  | Single Family Residence |  |  |  | Tier 5 |  |  | Unknown | No Tier
0822750000121 | 1221 | Ben Hur Dr | Houston | 77055 |  | 29.79096 | -95.5062 | Non-Lead | Don't Know | Unknown |  | Unknown - Material Unknown | Before 1989 |  | Unknown |  |  |  | Single Family Residence |  |  |  | Tier 5 |  |  | Unknown | No Tier
0805500000232 | 2 | Tam Ct | Houston | 77055 |  | 29.7927 | -95.49718 | Non-Lead | Don't Know | Unknown |  | Unknown - Material Unknown | Before 1989 |  | Unknown |  |  |  | Single Family Residence |  |  |  | Tier 5 |  |  | Unknown | No Tier
0841210000001 | 8876 | Cardwell Dr | Houston | 77055 |  | 29.78748 | -95.508 | Non-Lead | Don't Know | Unknown |  | Unknown - Material Unknown | Before 1989 |  | Unknown |  |  |  | Single Family Residence |  |  |  | Tier 5 |  |  | Unknown | No Tier
0810320000057 | 1417 | Cedarbrook Dr | Houston | 77055 |  | 29.79506 | -95.50598 | Non-Lead | Don't Know | Unknown |  | Unknown - Material Unknown | Before 1989 |  | Unknown |  |  |  | Single Family Residence |  |  |  | Tier 5 |  |  | Unknown | No Tier
0822740000114 | 8810 | Burkhart Rd | Houston | 77055 |  | 29.78981 | -95.50436 | Non-Lead | Don't Know | Unknown |  | Unknown - Material Unknown | Before 1989 |  | Unknown |  |  |  | Single Family Residence |  |  |  | Tier 5 |  |  | Unknown | No Tier
0800620000038 | 1321 | Voss Rd | Houston | 77055 |  | 29.75297 | -95.50101 | Non-Lead | Don't Know | Unknown |  | Unknown - Material Unknown | Before 1989 |  | Unknown |  |  |  | Single Family Residence |  |  |  | Tier 5 |  |  | Unknown | No Tier
0805550000294 | 1305 | Modiste St | Houston | 77055 |  | 29.79135 | -95.49875 | Non-Lead | Don't Know | Unknown |  | Unknown - Material Unknown | Before 1989 |  | Unknown |  |  |  | Single Family Residence |  |  |  | Tier 5 |  |  | Unknown | No Tier
0805540000290 | 8329 | Leafy Ln | Houston | 77055 |  | 29.79274 | -95.49441 | Non-Lead | Don't Know | Unknown |  | Unknown - Material Unknown | Before 1989 |  | Unknown |  |  |  | Single Family Residence |  |  |  | Tier 5 |  |  | Unknown | No Tier
0831210000006 | 1303 | Fries Rd | Houston | 77055 |  | 29.79121 | -95.50869 | Non-Lead | Don't Know | Unknown |  | Unknown - Material Unknown | Before 1989 |  | Unknown |  |  |  | Single Family Residence |  |  |  | Tier 5 |  |  | Unknown | No Tier
0800620000032 | 1314 | Caudle Dr | Houston | 77055 |  | 29.7937 | -95.50436 | Non-Lead | Don't Know | Unknown |  | Unknown - Material Unknown | Before 1989 |  | Unknown |  |  |  | Single Family Residence |  |  |  | Tier 5 |  |  | Unknown | No Tier
0810630000009 | 1040 | Teresa Dr | Houston | 77055 |  | 29.78728 | -95.50454 | Non-Lead | Don't Know | Unknown |  | Unknown - Material Unknown | Before 1989 |  | Unknown |  |  |  | Single Family Residence |  |  |  | Tier 5 |  |  | Unknown | No Tier
0924680000016 | 8729 | Cedarspur Dr | Houston | 77055 |  | 29.78992 | -95.50349 | Non-Lead | Don't Know | Unknown |  | Unknown - Material Unknown | Before 1989 |  | Unknown |  |  |  | Single Family Residence |  |  |  | Tier 5 |  |  | Unknown | No Tier
1100330000035 | 8328 | Winningham Ln | Houston | 77055 |  | 29.78857 | -95.49421 | Non-Lead - Other | Yes | After 2014 | Replaced November 2024 as part of CIP project | Unknown - Material Unknown | Before 1989 |  | Unknown |  |  |  | Single Family Residence |  |  |  | Tier 1 |  |  | Unknown | No Tier
0805570000318 | 8445 | Cedarbrake Dr | Houston | 77055 |  | 29.79061 | -95.49816 | Non-Lead | Don't Know | Unknown |  | Unknown - Material Unknown | Before 1989 |  | Unknown |  |  |  | Single Family Residence |  |  |  | Tier 5 |  |  | Unknown | No Tier
1100300000004 | 1108 | Krist Dr | Houston | 77055 |  | 29.78874 | -95.49142 | Non-Lead - Other | Yes | After 2014 | Replaced November 2024 as a part of CIP project | Unknown - Material Unknown | Before 1989 |  | Unknown |  |  |  | Single Family Residence |  |  |  | Tier 1 |  |  | Unknown | No Tier
0805580000337 | 8313 | Merlin Dr | Houston | 77055 |  | 29.79172 | -95.494 | Non-Lead | Don't Know | Unknown |  | Unknown - Material Unknown | Before 1989 |  | Unknown |  |  |  | Single Family Residence |  |  |  | Tier 5 |  |  | Unknown | No Tier
1100330000032 | 8316 | Winningham Ln | Houston | 77055 |  | 29.78859 | -95.49354 | Non-Lead - Other | Yes | After 2014 | Replaced November 2024 as part of CIP project | Unknown - Material Unknown | Before 1989 |  | Unknown |  |  |  | Single Family Residence |  |  |  | Tier 1 |  |  | Unknown | No Tier
1100300000013 | 1218 | Krist Dr | Houston | 77055 |  | 29.79038 | -95.49248 | Non-Lead - Other | Yes | After 2014 | October 2024 replaced as part of CIP project | Unknown - Material Unknown | Before 1989 |  | Unknown |  |  |  | Single Family Residence |  |  |  | Tier 1 |  |  | Unknown | No Tier
1100280000011 | 8405 | Winningham Ln | Houston | 77055 |  | 29.78833 | -95.49585 | Non-Lead - Other | Don't Know | After 2014 | Replaced in April 2025 CIP project | Unknown - Material Unknown | Before 1989 |  | Unknown |  |  |  | Single Family Residence |  |  |  | Tier 1 |  |  | Unknown | No Tier
1100300000005 | 1112 | Krist Dr | Houston | 77055 |  | 29.78893 | -95.49139 | Non-Lead - Other | Yes | After 2014 | Replaced November 2024 as a part of CIP project | Unknown - Material Unknown | Before 1989 |  | Unknown |  |  |  | Single Family Residence |  |  |  | Tier 1 |  |  | Unknown | No Tier
1112290000010 | 8848 | Cavell St | Houston | 77055 |  | 29.78665 | -95.50723 | Non-Lead | Don't Know | Unknown |  | Unknown - Material Unknown | Before 1989 |  | Unknown |  |  |  | Single Family Residence |  |  |  | Tier 5 |  |  | Unknown | No Tier
1124990000002 | 8605 | Cedarspur Dr | Houston | 77055 |  | 29.79001 | -95.50096 | Non-Lead - Other | Don't Know | After 2014 | (CIP 2025) Service Line Replacement | Unknown - Material Unknown | Before 1989 |  | Unknown |  |  |  | Single Family Residence |  |  |  | Tier 1 |  |  | Unknown | No Tier
0805540000285 | 8310 | Merlin Dr | Houston | 77055 |  | 29.79225 | -95.49394 | Non-Lead | Don't Know | Unknown |  | Unknown - Material Unknown | Before 1989 |  | Unknown |  |  |  | Single Family Residence |  |  |  | Tier 5 |  |  | Unknown | No Tier
1100310000002 | 8332 | Cedarspur Dr | Houston | 77055 |  | 29.79041 | -95.49496 | Non-Lead - Other | Yes | After 2014 | October 2024 replaced as part of CIP project | Unknown - Material Unknown | Before 1989 |  | Unknown |  |  |  | Single Family Residence |  |  |  | Tier 1 |  |  | Unknown | No Tier
1100280000006 | 8425 | Winningham Ln | Houston | 77055 |  | 29.78832 | -95.49696 | Non-Lead - Other | Don't Know | After 2014 | Replaced in April 2025 CIP project | Unknown - Material Unknown | Before 1989 |  | Unknown |  |  |  | Single Family Residence |  |  |  | Tier 1 |  |  | Unknown | No Tier
0800600000023 | 1251 | Caudle Dr | Houston | 77055 |  | 29.79225 | -95.50526 | Non-Lead | Don't Know | Unknown |  | Unknown - Material Unknown | Before 1989 |  | Unknown |  |  |  | Single Family Residence |  |  |  | Tier 5 |  |  | Unknown | No Tier
1124990000005 | 8614 | Cedarspur Dr | Houston | 77055 |  | 29.79052 | -95.50144 | Non-Lead - Other | Don't Know | After 2014 | (CIP 2025) Service Line Replacement | Unknown - Material Unknown | Before 1989 |  | Unknown |  |  |  | Single Family Residence |  |  |  | Tier 1 |  |  | Unknown | No Tier
0912340000003 | 8721 | Burkhart Rd | Houston | 77055 |  | 29.78903 | -95.50297 | Non-Lead | Don't Know | Unknown |  | Unknown - Material Unknown | Before 1989 |  | Unknown |  |  |  | Single Family Residence |  |  |  | Tier 5 |  |  | Unknown | No Tier
0810660000008 | 8860 | Westview Dr | Houston | 77055 |  | 41.61056366154622 | -87.78922573105763 | Non-Lead | Don't Know | Unknown |  | Unknown - Material Unknown | Between 1989 and 2014 |  | Unknown |  |  |  | Other |  |  |  | Tier 5 |  |  | Unknown | No Tier
0924680000011 | 8709 | Cedarspur Dr | Houston | 77055 |  | 29.78992 | -95.50229 | Non-Lead | Don't Know | Unknown |  | Unknown - Material Unknown | Before 1989 |  | Unknown |  |  |  | Single Family Residence |  |  |  | Tier 5 |  |  | Unknown | No Tier
1112290000001 | 8861 | Cavell St | Houston | 77055 |  | 29.78617 | -95.50799 | Non-Lead | Don't Know | Unknown |  | Unknown - Material Unknown | Before 1989 |  | Unknown |  |  |  | Single Family Residence |  |  |  | Tier 5 |  |  | Unknown | No Tier
1124990000007 | 8604 | Cedarspur Dr | Houston | 77055 |  | 29.79055 | -95.50096 | Non-Lead - Other | Don't Know | After 2014 | (CIP 2025) Service Line Replacement | Unknown - Material Unknown | Before 1989 |  | Unknown |  |  |  | Single Family Residence |  |  |  | Tier 1 |  |  | Unknown | No Tier
0791300080138 | 1406 | Bingle Rd | Houston | 77055 |  | 29.79425 | -95.50012 | Non-Lead | Don't Know | Unknown |  | Unknown - Material Unknown | Before 1989 |  | Unknown |  |  |  | Single Family Residence |  |  |  | Tier 5 |  |  | Unknown | No Tier
0810660000002 | 1025 | Teresa Dr | Houston | 77055 |  | 29.78642 | -95.50477 | Non-Lead | Don't Know | Unknown |  | Unknown - Material Unknown | Before 1989 |  | Unknown |  |  |  | Single Family Residence |  |  |  | Tier 5 |  |  | Unknown | No Tier
0925950000014 | 1118 | Ben Hur Dr | Houston | 77055 |  | 29.78813 | -95.50562 | Non-Lead | Don't Know | Unknown |  | Unknown - Material Unknown | Before 1989 |  | Unknown |  |  |  | Single Family Residence |  |  |  | Tier 5 |  |  | Unknown | No Tier
0800600000024 | 8817 | Merlin Dr | Houston | 77055 |  | 29.79243 | -95.50514 | Non-Lead | Don't Know | Unknown |  | Unknown - Material Unknown | Before 1989 |  | Unknown |  |  |  | Single Family Residence |  |  |  | Tier 5 |  |  | Unknown | No Tier
0833270000031 | 1333 | Mickey Way | Houston | 77055 |  | 29.79381 | -95.51076 | Non-Lead | Don't Know | Unknown |  | Unknown - Material Unknown | Before 1989 |  | Unknown |  |  |  | Single Family Residence |  |  |  | Tier 5 |  |  | Unknown | No Tier
0805580000330 | 1306 | Pech Rd | Houston | 77055 |  | 29.79176 | -95.49521 | Non-Lead | Don't Know | Unknown |  | Unknown - Material Unknown | Before 1989 |  | Unknown |  |  |  | Single Family Residence |  |  |  | Tier 5 |  |  | Unknown | No Tier
0791300080139 | 8522 | Westview Dr | Houston | 77055 |  | 29.79405 | -95.50012 | Non-Lead | Don't Know | Unknown |  | Unknown - Material Unknown | Before 1989 |  | Unknown |  |  |  | Single Family Residence |  |  |  | Tier 5 |  |  | Unknown | No Tier
1168270000014 | 1 | Inverness Park Way | Houston | 77055 |  | 29.7924 | -95.50747 | Non-Lead | Don't Know | Unknown |  | Unknown - Material Unknown | Before 1989 |  | Unknown |  |  |  | Single Family Residence |  |  |  | Tier 5 |  |  | Unknown | No Tier
1100280000004 | 8431 | Winningham Ln | Houston | 77055 |  | 29.78832 | -95.4974 | Non-Lead - Other | Don't Know | After 2014 | Replaced in April 2025 CIP project | Unknown - Material Unknown | Before 1989 |  | Unknown |  |  |  | Single Family Residence |  |  |  | Tier 1 |  |  | Unknown | No Tier
0791300100178 | 1 | Cam Ct | Houston | 77055 |  | 29.79382 | -95.49679 | Non-Lead | Don't Know | Unknown |  | Unknown - Material Unknown | Before 1989 |  | Unknown |  |  |  | Single Family Residence |  |  |  | Tier 5 |  |  | Unknown | No Tier
0810350000069 | 8725 | Lanell Ln | Houston | 77055 |  | 29.79566 | -95.50392 | Non-Lead | Don't Know | Unknown |  | Unknown - Material Unknown | Before 1989 |  | Unknown |  |  |  | Single Family Residence |  |  |  | Tier 5 |  |  | Unknown | No Tier
0800550000014 | 8606 | Lupton Ln | Houston | 77055 |  | 29.79313 | -95.50096 | Non-Lead | Don't Know | Unknown |  | Unknown - Material Unknown | Before 1989 |  | Unknown |  |  |  | Single Family Residence |  |  |  | Tier 5 |  |  | Unknown | No Tier
1100290000010 | 8321 | Winningham Ln | Houston | 77055 |  | 29.78808 | -95.49299 | Non-Lead - Other | Yes | After 2014 | Replaced November 2024 as a part of CIP project | Unknown - Material Unknown | Before 1989 |  | Unknown |  |  |  | Single Family Residence |  |  |  | Tier 1 |  |  | Unknown | No Tier
1089940000009 | 9045 | Larston St | Houston | 77055 |  | 29.79163 | -95.51358 | Non-Lead | Don't Know | Unknown |  | Unknown - Material Unknown | Before 1989 |  | Unknown |  |  |  | Single Family Residence |  |  |  | Tier 5 |  |  | Unknown | No Tier
0805570000319 | 8441 | Cedarbrake Dr | Houston | 77055 |  | 29.79061 | -95.49791 | Non-Lead | Don't Know | Unknown |  | Unknown - Material Unknown | Before 1989 |  | Unknown |  |  |  | Single Family Residence |  |  |  | Tier 5 |  |  | Unknown | No Tier
1100270000004 | 8456 | Winningham Ln | Houston | 77055 |  | 29.78846 | -95.49948 | Non-Lead - Other | Don't Know | After 2014 | Replaced in April 2025 CIP project | Unknown - Material Unknown | Before 1989 |  | Unknown |  |  |  | Single Family Residence |  |  |  | Tier 1 |  |  | Unknown | No Tier
0805580000332 | 1302 | Pech Rd | Houston | 77055 |  | 29.79125 | -95.4952 | Non-Lead | Don't Know | Unknown |  | Unknown - Material Unknown | Before 1989 |  | Unknown |  |  |  | Single Family Residence |  |  |  | Tier 5 |  |  | Unknown | No Tier
0810330000061 | 1426 | Cedarbrook Dr | Houston | 77055 |  | 29.79585 | -95.50587 | Non-Lead | Don't Know | Unknown |  | Unknown - Material Unknown | Before 1989 |  | Unknown |  |  |  | Single Family Residence |  |  |  | Tier 5 |  |  | Unknown | No Tier
0805560000302 | 8440 | Cedarbrake Dr | Houston | 77055 |  | 29.79111 | -95.49792 | Non-Lead | Don't Know | Unknown |  | Unknown - Material Unknown | Before 1989 |  | Unknown |  |  |  | Single Family Residence |  |  |  | Tier 5 |  |  | Unknown | No Tier
0841220000006 | 8855 | Cardwell Dr | Houston | 77055 |  | 29.78699 | -95.50673 | Non-Lead | Don't Know | Unknown |  | Unknown - Material Unknown | Before 1989 |  | Unknown |  |  |  | Single Family Residence |  |  |  | Tier 5 |  |  | Unknown | No Tier
1089940000008 | 9040 | Larston St | Houston | 77055 |  | 29.79206 | -95.51358 | Non-Lead | Don't Know | Unknown |  | Unknown - Material Unknown | Before 1989 |  | Unknown |  |  |  | Single Family Residence |  |  |  | Tier 5 |  |  | Unknown | No Tier
0810370000085 | 1406 | Cedarbrook Dr | Houston | 77055 |  | 29.7945 | -95.50479 | Non-Lead | Don't Know | Unknown |  | Unknown - Material Unknown | Before 1989 |  | Unknown |  |  |  | Single Family Residence |  |  |  | Tier 5 |  |  | Unknown | No Tier
1100330000003 | 8325 | Cedarspur Dr | Houston | 77055 |  | 29.78989 | -95.49431 | Non-Lead - Other | Yes | After 2014 | October 2024 replaced as part of CIP project | Unknown - Material Unknown | Before 1989 |  | Unknown |  |  |  | Single Family Residence |  |  |  | Tier 1 |  |  | Unknown | No Tier
1124990000004 | 8613 | Cedarspur Dr | Houston | 77055 |  | 29.79004 | -95.50144 | Non-Lead - Other | Don't Know | Unknown | (CIP 2025) Service Line Replacement | Unknown - Material Unknown | Before 1989 |  | Unknown |  |  |  | Single Family Residence |  |  |  | Tier 1 |  |  | Unknown | No Tier
0791300110198 | 1327 | Modiste St | Houston | 77055 |  | 29.7932 | -95.49873 | Non-Lead | Don't Know | Unknown |  | Unknown - Material Unknown | Before 1989 |  | Unknown |  |  |  | Single Family Residence |  |  |  | Tier 5 |  |  | Unknown | No Tier
0791300100170 | 8431 | Westview Dr | Houston | 77055 |  | 29.79408 | -95.49721 | Non-Lead | Don't Know | Unknown |  | Unknown - Material Unknown | Before 1989 |  | Unknown |  |  |  | Single Family Residence |  |  |  | Tier 5 |  |  | Unknown | No Tier

## Lead (City Side)-Non Lead
Location Information | [7 empty] | System-Owned Portion |  |  |  | Customer-Owned Portion |  |  | Entire Service Line | Other Potential Sources of Lead |  |  | Additional Information to Assign Tap Monitoring Tiering |  |  |  |  | Lead Service Line Replacement (LSLR)
Unique Service Line ID* | Street Number | Street Name* | City* | Zip Code* | Other Location Identifier | GPS Coordinate - Latitude (decimal degrees) | GPS Coordinates - Longitude (decimal degrees) | System-Owned Portion Service Line Material Classification* | If Non-Lead, Was Material Ever Previously Lead? | Service Line Installation Date | Notes | Customer-Owned Portion Service Line Material Classification* | Service Line Installation Date | Notes | Entire Service Line Material Classification (by Water System) | Is there a Lead Connector? | Is there Lead Solder in the Service Line? | List Other Fittings and Equipment Connected to the Service Line that Contain Lead | Building Type Connected to Service Line | Point-of-Entry or Point-of-Use Treatment Present? | Does the Interior Building Plumbing Contain Copper Pipes with Lead Solder Installed Before July 1, 1988? | Current LCR Sampling Site? | Sample Site Selection Criteria (Site Tier) | Date of System-Owned LSLR | Date of Customer-Owned LSLR | LSL Category in Inventory | Sample Site Tier
0800560000016 | 8706 | Westview Dr | Houston | 77055 |  | 29.79417 | -95.50263 | Lead | Don't Know | Unknown |  | Non-Lead | Between 1989 and 2014 |  | Lead |  |  |  | Single Family Residence |  |  |  | Tier 1 |  |  | Lead | No Tier
0800550000002 | 8717 | Westview Dr | Houston | 77055 |  | 29.79353 | -95.50324 | Lead | Don't Know | Unknown |  | Non-Lead | After 2014 |  | Lead |  |  |  | Single Family Residence |  |  |  | Tier 1 |  |  | Lead | No Tier
0440340020381 | 8602 | Westview Dr | Houston | 77055 |  | 29.79421 | -95.50069 | Lead | Don't Know | Unknown |  | Non-Lead - Other | Before 1989 |  | Lead |  |  |  | Single Family Residence |  |  |  | Tier 1 |  |  | Lead | No Tier
0800560000013 | 8718 | Westview Dr | Houston | 77055 |  | 29.79418 | -95.50356 | Lead | Don't Know | Unknown |  | Non-Lead | After 2014 |  | Lead |  |  |  | Single Family Residence |  |  |  | Tier 1 |  |  | Lead | No Tier
0800550000004 | 8709 | Westview Dr | Houston | 77055 |  | 29.79353 | -95.50274 | Lead | Don't Know | Unknown |  | Non-Lead | After 2014 |  | Lead |  |  |  | Single Family Residence |  |  |  | Tier 1 |  |  | Lead | No Tier
1156640000011 | 8880 | Cedarspur Dr | Houston | 77055 |  | 29.7905 | -95.50731 | Lead | Don't Know | Unknown |  | Non-Lead | Between 1989 and 2014 |  | Lead |  |  |  | Single Family Residence |  |  |  | Tier 1 |  |  | Lead | No Tier
0872220000011 | 8837 | Croes Dr | Houston | 77055 |  | 29.78902 | -95.50798 | Lead | Don't Know | Unknown |  | Non-Lead | Between 1989 and 2014 |  | Lead |  |  |  | Single Family Residence |  |  |  | Tier 1 |  |  | Lead | No Tier
1286350010003 | 1411 | Beutel Dr | Houston | 77055 |  | 29.79407 | -95.51173 | Lead | Don't Know | Unknown |  | Non-Lead | Between 1989 and 2014 |  | Lead |  |  |  | Single Family Residence |  |  |  | Tier 1 |  |  | Lead | No Tier
1163840000002 | 8888 | Cedarspur Dr | Houston | 77055 |  | 29.79049 | -95.50776 | Lead | Don't Know | Unknown |  | Non-Lead | Before 1989 |  | Lead |  |  |  | Single Family Residence |  |  |  | Tier 1 |  |  | Lead | No Tier
1156650000006 | 8500 | Cedarbrake Dr | Houston | 77055 |  | 29.79091 | -95.49915 | Lead | Don't Know | Unknown |  | Non-Lead | Between 1989 and 2014 |  | Lead |  |  |  | Single Family Residence |  |  |  | Tier 1 |  |  | Lead | No Tier
1163840000003 | 8884 | Cedarspur Dr | Houston | 77055 |  | 29.7905 | -95.50753 | Lead | Don't Know | Unknown |  | Non-Lead | Between 1989 and 2014 |  | Lead |  |  |  | Single Family Residence |  |  |  | Tier 1 |  |  | Lead | No Tier
0975250000002 | 8606 | Cedarbrake Dr | Houston | 77055 |  | 29.79151 | -95.50095 | Lead | Don't Know | Unknown |  | Non-Lead | Between 1989 and 2014 |  | Lead |  |  |  | Single Family Residence |  |  |  | Tier 1 |  |  | Lead | No Tier
0991580000007 | 8926 | Echo Valley Dr | Houston | 77055 |  | 29.78606 | -95.50994 | Lead | Don't Know | Unknown |  | Non-Lead | After 2014 |  | Lead |  |  |  | Single Family Residence |  |  |  | Tier 1 |  |  | Lead | No Tier
1076010000002 | 9120 | Hilldale St. | Houston | 77055 |  | 29.78844 | -95.51769 | Lead | Don't Know | Unknown |  | Non-Lead | Between 1989 and 2014 |  | Lead |  |  |  | Single Family Residence |  |  |  | Tier 1 |  |  | Lead | No Tier
1224750010002 | 8614 | Westview Dr | Houston | 77055 |  | 29.79421 | -95.50154 | Lead | Don't Know | Unknown |  | Non-Lead | Between 1989 and 2014 |  | Lead |  |  |  | Single Family Residence |  |  |  | Tier 1 |  |  | Lead | No Tier
1169210000001 | 11 | Wild Oak Cir | Houston | 77055 |  | 29.78646 | -95.50846 | Lead | Don't Know | Unknown |  | Non-Lead | Between 1989 and 2014 |  | Lead |  |  |  | Single Family Residence |  |  |  | Tier 1 |  |  | Lead | No Tier
0731590000045 | 9162 | Cardwell Dr | Houston | 77055 |  | 29.78752 | -95.51756 | Lead | Don't Know | Unknown |  | Non-Lead | Between 1989 and 2014 |  | Lead |  |  |  | Single Family Residence |  |  |  | Tier 1 |  |  | Lead | No Tier
0872220000016 | 8801 | Croes Dr | Houston | 77055 |  | 29.78868 | -95.5071 | Lead | Don't Know | Unknown |  | Non-Lead | Between 1989 and 2014 |  | Lead |  |  |  | Single Family Residence |  |  |  | Tier 1 |  |  | Lead | No Tier
1156650000001 | 8519 | Cedarbrake Dr | Houston | 77055 |  | 29.79118 | -95.50018 | Lead | Don't Know | Unknown |  | Non-Lead | Between 1989 and 2014 |  | Lead |  |  |  | Single Family Residence |  |  |  | Tier 1 |  |  | Lead | No Tier
1099050000003 | 9150 | Cardwell Dr | Houston | 77055 |  | 29.78762 | -95.5169 | Lead | Don't Know | Unknown |  | Non-Lead | After 2014 |  | Lead |  |  |  | Single Family Residence |  |  |  | Tier 1 |  |  | Lead | No Tier
0975250000014 | 8643 | Cedarbrake Dr | Houston | 77055 |  | 29.79099 | -95.50295 | Lead | Don't Know | Unknown |  | Non-Lead | After 2014 |  | Lead |  |  |  | Single Family Residence |  |  |  | Tier 1 |  |  | Lead | No Tier
1169210000002 | 10 | Wild Oak Cir | Houston | 77055 |  | 29.78646 | -95.50877 | Lead | Don't Know | Unknown |  | Non-Lead | Between 1989 and 2014 |  | Lead |  |  |  | Single Family Residence |  |  |  | Tier 1 |  |  | Lead | No Tier
1156640000007 | 8864 | Cedarspur Dr | Houston | 77055 |  | 29.79017 | -95.50655 | Lead | Don't Know | Unknown |  | Non-Lead | Between 1989 and 2014 |  | Lead |  |  |  | Single Family Residence |  |  |  | Tier 1 |  |  | Lead | No Tier
1090320000003 | 3 | Wild Oak Cir | Houston | 77055 |  | 29.78685 | -95.50944 | Lead | Don't Know | Unknown |  | Non-Lead | Between 1989 and 2014 |  | Lead |  |  |  | Single Family Residence |  |  |  | Tier 1 |  |  | Lead | No Tier
1286350010002 | 1407 | Beutel Dr | Houston | 77055 |  | 29.79381 | -95.51173 | Lead | Don't Know | Unknown |  | Non-Lead | Between 1989 and 2014 |  | Lead |  |  |  | Single Family Residence |  |  |  | Tier 1 |  |  | Lead | No Tier
0660350000012 | 8609 | Burkhart Rd | Houston | 77055 |  | 29.78909 | -95.50138 | Lead | Don't Know | Unknown |  | Non-Lead | Between 1989 and 2014 |  | Lead |  |  |  | Single Family Residence |  |  |  | Tier 1 |  |  | Lead | No Tier
0872220000015 | 8805 | Croes Drive | Spring Valley Village | 77055 |  | 29.78894930486534 | -95.50715676602819 | Lead | Don't Know | Unknown |  | Non-Lead | Between 1989 and 2014 |  | Lead |  |  |  | Single Family Residence |  |  |  | Tier 1 |  |  | Lead | No Tier
1147030000001 | 1412 | Beutel Dr | Houston | 77055 |  | 29.7941 | -95.51117 | Lead | Don't Know | Unknown |  | Non-Lead | Between 1989 and 2014 |  | Lead |  |  |  | Single Family Residence |  |  |  | Tier 1 |  |  | Lead | No Tier
1224750010003 | 8610 | Westview Dr | Houston | 77055 |  | 29.79421 | -95.50129 | Lead | Don't Know | Unknown |  | Non-Lead | Between 1989 and 2014 |  | Lead |  |  |  | Single Family Residence |  |  |  | Tier 1 |  |  | Lead | No Tier
0975250000018 | 8627 | Cedarbrake Dr | Houston | 77055 |  | 29.79096 | -95.50206 | Lead | Don't Know | Unknown |  | Non-Lead | After 2014 |  | Lead |  |  |  | Single Family Residence |  |  |  | Tier 1 |  |  | Lead | No Tier
1224750010001 | 8618 | Westview Dr | Houston | 77055 |  | 29.79421 | -95.5018 | Lead | Don't Know | Unknown |  | Non-Lead | Between 1989 and 2014 |  | Lead |  |  |  | Single Family Residence |  |  |  | Tier 1 |  |  | Lead | No Tier
0975250000003 | 8610 | Cedarbrake Dr | Houston | 77055 |  | 29.7915 | -95.50118 | Lead | Don't Know | Unknown |  | Non-Lead | Between 1989 and 2014 |  | Lead |  |  |  | Single Family Residence |  |  |  | Tier 1 |  |  | Lead | No Tier
1099060000029 | 9159 | Cardwell Dr | Houston | 77055 |  | 29.787 | -95.51721 | Lead | Don't Know | Unknown |  | Non-Lead | After 2014 |  | Lead |  |  |  | Single Family Residence |  |  |  | Tier 1 |  |  | Lead | No Tier
0991580000002 | 8906 | Echo Valley Dr | Houston | 77055 |  | 29.78608 | -95.5087 | Lead | Don't Know | Unknown |  | Non-Lead | After 2014 |  | Lead |  |  |  | Single Family Residence |  |  |  | Tier 1 |  |  | Lead | No Tier
0872220000010 | 8802 | Croes Dr | Houston | 77055 |  | 29.78863 | -95.50661 | Lead | Don't Know | Unknown |  | Non-Lead | Between 1989 and 2014 |  | Lead |  |  |  | Single Family Residence |  |  |  | Tier 1 |  |  | Lead | No Tier
1061070000003 | 1310 | Spring Oaks Cir | Houston | 77055 |  | 29.79357 | -95.50669 | Lead | Don't Know | Unknown |  | Non-Lead | After 2014 |  | Lead |  |  |  | Single Family Residence |  |  |  | Tier 1 |  |  | Lead | No Tier
1147030000004 | 1400 | Beutel Dr | Houston | 77055 |  | 29.79362 | -95.51133 | Lead | Don't Know | Unknown |  | Non-Lead | Between 1989 and 2014 |  | Lead |  |  |  | Single Family Residence |  |  |  | Tier 1 |  |  | Lead | No Tier
1090320000009 | 9 | Wild Oak Cir | Houston | 77055 |  | 29.78646 | -95.50911 | Lead | Don't Know | Unknown |  | Non-Lead - Plastic | After 2014 | Resident confirmed plumbing has been replaced | Lead |  |  |  | Single Family Residence |  |  |  | Tier 1 |  |  | Lead | No Tier
1099050000011 | 1106 | Anne St | Houston | 77055 |  | 29.78666 | -95.51604 | Lead | Don't Know | Unknown |  | Non-Lead | After 2014 |  | Lead |  |  |  | Single Family Residence |  |  |  | Tier 1 |  |  | Lead | No Tier
0975250000005 | 8618 | Cedarbrake Dr | Houston | 77055 |  | 29.7915 | -95.50163 | Lead | Don't Know | Unknown |  | Non-Lead | Between 1989 and 2014 |  | Lead |  |  |  | Single Family Residence |  |  |  | Tier 1 |  |  | Lead | No Tier
0872220000014 | 8809 | Croes Dr | Houston | 77055 |  | 29.78916 | -95.50716 | Lead | Don't Know | Unknown |  | Non-Lead - Other | After 2014 | Resident replaced plumbing to PEX in 2022 | Lead |  |  |  | Single Family Residence |  |  |  | Tier 1 |  |  | Lead | No Tier
0800550000007 | 8621 | Westview Dr | Houston | 77055 |  | 29.79352 | -95.50197 | Lead | Don't Know | Unknown |  | Non-Lead | Between 1989 and 2014 |  | Lead |  |  |  | Single Family Residence |  |  |  | Tier 1 |  |  | Lead | No Tier
0975250000004 | 8614 | Cedarbrake Dr | Houston | 77055 |  | 29.7915 | -95.5014 | Lead | Don't Know | Unknown |  | Non-Lead | Between 1989 and 2014 |  | Lead |  |  |  | Single Family Residence |  |  |  | Tier 1 |  |  | Lead | No Tier
1156640000009 | 8872 | Cedarspur Dr | Houston | 77055 |  | 29.79053 | -95.5068 | Lead | Don't Know | Unknown |  | Non-Lead - Other | Between 1989 and 2014 | Resident confirmed plumbing replaced in 2007 | Lead |  |  |  | Single Family Residence |  |  |  | Tier 1 |  |  | Lead | No Tier
0975250000010 | 8638 | Cedarbrake Dr | Houston | 77055 |  | 29.79152 | -95.50272 | Lead | Don't Know | Unknown |  | Non-Lead | After 2014 |  | Lead |  |  |  | Single Family Residence |  |  |  | Tier 1 |  |  | Lead | No Tier
1099060000023 | 9142 | Penn Manor Ct | Houston | 77055 |  | 29.78635 | -95.51651 | Lead | Don't Know | Unknown |  | Non-Lead | Between 1989 and 2014 |  | Lead |  |  |  | Single Family Residence |  |  |  | Tier 1 |  |  | Lead | No Tier
0991580000003 | 8910 | Echo Valley Dr | Houston | 77055 |  | 29.78608 | -95.50896 | Lead | Don't Know | Unknown |  | Non-Lead | After 2014 |  | Lead |  |  |  | Single Family Residence |  |  |  | Tier 1 |  |  | Lead | No Tier
1319200010004 | 9150 | Penn Manor Ct | Houston | 77055 |  | 29.78652 | -95.51712 | Lead | Don't Know | Unknown |  | Non-Lead | Between 1989 and 2014 |  | Lead |  |  |  | Single Family Residence |  |  |  | Tier 1 |  |  | Lead | No Tier
1151700000005 | 8852 | Merlin Ct | Houston | 77055 |  | 29.79367 | -95.50763 | Lead | Don't Know | Unknown |  | Non-Lead | Between 1989 and 2014 |  | Lead |  |  |  | Single Family Residence |  |  |  | Tier 1 |  |  | Lead | No Tier
0975250000007 | 8626 | Cedarbrake Dr | Houston | 77055 |  | 29.7915 | -95.50206 | Lead | Don't Know | Unknown |  | Non-Lead | After 2014 |  | Lead |  |  |  | Single Family Residence |  |  |  | Tier 1 |  |  | Lead | No Tier
1145170010012 | 9105 | Hilldale St. | Houston | 77055 |  | 29.78804 | -95.51598 | Lead | Don't Know | Unknown |  | Non-Lead - Plastic | Between 1989 and 2014 | Resident replaced plumbing in 2013 | Lead |  |  |  | Single Family Residence |  |  |  | Tier 1 |  |  | Lead | No Tier
0800560000014 | 8714 | Westview Dr | Houston | 77055 |  | 29.79418 | -95.5032 | Lead | Don't Know | Unknown |  | Non-Lead | After 2014 |  | Lead |  |  |  | Single Family Residence |  |  |  | Tier 1 |  |  | Lead | No Tier

## Non-Lead
Location Information | [7 empty] | System-Owned Portion |  |  |  | Customer-Owned Portion |  |  | Entire Service Line | Other Potential Sources of Lead |  |  | Additional Information to Assign Tap Monitoring Tiering |  |  |  |  | Lead Service Line Replacement (LSLR)
Unique Service Line ID* | Street Number | Street Name* | City* | Zip Code* | Other Location Identifier | GPS Coordinate - Latitude (decimal degrees) | GPS Coordinates - Longitude (decimal degrees) | System-Owned Portion Service Line Material Classification* | If Non-Lead, Was Material Ever Previously Lead? | Service Line Installation Date | Notes | Customer-Owned Portion Service Line Material Classification* | Service Line Installation Date | Notes | Entire Service Line Material Classification (by Water System) | Is there a Lead Connector? | Is there Lead Solder in the Service Line? | List Other Fittings and Equipment Connected to the Service Line that Contain Lead | Building Type Connected to Service Line | Point-of-Entry or Point-of-Use Treatment Present? | Does the Interior Building Plumbing Contain Copper Pipes with Lead Solder Installed Before July 1, 1988? | Current LCR Sampling Site? | Sample Site Selection Criteria (Site Tier) | Date of System-Owned LSLR | Date of Customer-Owned LSLR | LSL Category in Inventory | Sample Site Tier
0800550000016 | 8614 | Lupton Ln | Houston | 77055 |  | 29.79313 | -95.50145 | Non-Lead | Don't Know | Unknown |  | Non-Lead | Between 1989 and 2014 |  | Non-Lead |  |  |  | Single Family Residence |  |  |  | Tier 5 |  |  | Non-Lead | No Tier
0772490010002 | 9042 | Bace Dr | Houston | 77055 |  | 29.78871 | -95.51339 | Non-Lead | Don't Know | Unknown |  | Non-Lead | After 2014 |  | Non-Lead |  |  |  | Single Family Residence |  |  |  | Tier 5 |  |  | Non-Lead | No Tier
0772490050002 | 1114 | Traweek St | Houston | 77055 |  | 29.78771 | -95.51034 | Non-Lead | Don't Know | Unknown |  | Non-Lead | Between 1989 and 2014 |  | Non-Lead |  |  |  | Single Family Residence |  |  |  | Tier 5 |  |  | Non-Lead | No Tier
0791300110199 | 1323 | Modiste St | Houston | 77055 |  | 29.79299 | -95.49873 | Non-Lead | Don't Know | Unknown |  | Non-Lead | Between 1989 and 2014 |  | Non-Lead |  |  |  | Single Family Residence |  |  |  | Tier 5 |  |  | Non-Lead | No Tier
0800570000006 | 8701 | Lanell Ln | Houston | 77055 |  | 29.79565 | -95.50234 | Non-Lead | Don't Know | Unknown |  | Non-Lead | Between 1989 and 2014 |  | Non-Lead |  |  |  | Single Family Residence |  |  |  | Tier 5 |  |  | Non-Lead | No Tier
0800540000009 | 8613 | Lupton Ln | Houston | 77055 |  | 29.7926 | -95.50145 | Non-Lead | Don't Know | Unknown |  | Non-Lead | Between 1989 and 2014 |  | Non-Lead |  |  |  | Single Family Residence |  |  |  | Tier 5 |  |  | Non-Lead | No Tier
0761470020011 | 1232 | Mickey Way | Houston | 77055 |  | 29.7913 | -95.51034 | Non-Lead | Don't Know | Unknown |  | Non-Lead - Copper | After 2014 |  | Non-Lead |  |  |  | Single Family Residence |  |  |  | Tier 5 |  |  | Non-Lead | No Tier
0772490030002 | 1114 | Lone Star Dr | Houston | 77055 |  | 29.78789 | -95.51249 | Non-Lead | Don't Know | Unknown |  | Non-Lead | Between 1989 and 2014 |  | Non-Lead |  |  |  | Single Family Residence |  |  |  | Tier 5 |  |  | Non-Lead | No Tier
0780330010015 | 8618 | Merlin Dr | Houston | 77055 |  | 29.79227 | -95.50194 | Non-Lead | Don't Know | Unknown |  | Non-Lead | Between 1989 and 2014 |  | Non-Lead |  |  |  | Single Family Residence |  |  |  | Tier 5 |  |  | Non-Lead | No Tier
0780330010020 | 8638 | Merlin Dr | Houston | 77055 |  | 29.79229 | -95.50348 | Non-Lead | Don't Know | Unknown |  | Non-Lead - Other | After 2014 | Pex Water line updated summer 2024 | Non-Lead |  |  |  | Single Family Residence |  |  |  | Tier 5 |  |  | Non-Lead | No Tier
0800600000013 | 8829 | Merlin Dr | Houston | 77055 |  | 29.79307 | -95.50566 | Non-Lead | Don't Know | Unknown |  | Non-Lead | Between 1989 and 2014 |  | Non-Lead |  |  |  | Single Family Residence |  |  |  | Tier 5 |  |  | Non-Lead | No Tier
0772490010006 | 9026 | Bace Dr | Houston | 77055 |  | 29.78871 | -95.51221 | Non-Lead | Don't Know | Unknown |  | Non-Lead | After 2014 |  | Non-Lead |  |  |  | Single Family Residence |  |  |  | Tier 5 |  |  | Non-Lead | No Tier
0800590000008 | 1305 | Ben Hur Dr | Houston | 77055 |  | 29.79237 | -95.50624 | Non-Lead | Don't Know | Unknown |  | Non-Lead | Between 1989 and 2014 |  | Non-Lead |  |  |  | Single Family Residence |  |  |  | Tier 5 |  |  | Non-Lead | No Tier
0791300120207 | 8413 | Raylin Dr | Houston | 77055 |  | 29.79307 | -95.4965 | Non-Lead | Don't Know | Unknown |  | Non-Lead | Between 1989 and 2014 |  | Non-Lead |  |  |  | Single Family Residence |  |  |  | Tier 5 |  |  | Non-Lead | No Tier
0772490010003 | 9038 | Bace Dr | Houston | 77055 |  | 29.78871 | -95.51309 | Non-Lead | Don't Know | Unknown |  | Non-Lead | Between 1989 and 2014 |  | Non-Lead |  |  |  | Single Family Residence |  |  |  | Tier 5 |  |  | Non-Lead | No Tier
0780330020006 | 8619 | Merlin Dr | Houston | 77055 |  | 29.79183 | -95.50225 | Non-Lead | Don't Know | Unknown |  | Non-Lead | Between 1989 and 2014 |  | Non-Lead |  |  |  | Single Family Residence |  |  |  | Tier 5 |  |  | Non-Lead | No Tier
0791300080154 | 8404 | Lofland Dr | Houston | 77055 |  | 29.7947 | -95.49722 | Non-Lead | Don't Know | Unknown |  | Non-Lead | Between 1989 and 2014 |  | Non-Lead |  |  |  | Single Family Residence |  |  |  | Tier 5 |  |  | Non-Lead | No Tier
0800570000011 | 8714 | Cedardale Dr | Houston | 77055 |  | 29.79525 | -95.50311 | Non-Lead | Don't Know | Unknown |  | Non-Lead | After 2014 |  | Non-Lead |  |  |  | Single Family Residence |  |  |  | Tier 5 |  |  | Non-Lead | No Tier
0791300080147 | 8432 | Lofland Dr | Houston | 77055 |  | 29.7954 | -95.49898 | Non-Lead | Don't Know | Unknown |  | Non-Lead | Between 1989 and 2014 |  | Non-Lead |  |  |  | Single Family Residence |  |  |  | Tier 5 |  |  | Non-Lead | No Tier
0440340020082 | 8410 | Burkhart Rd | Houston | 77055 |  | 29.79 | -95.4969 | Non-Lead - Other | Don't Know | After 2014 | (CIP 2025) Service Line Replacement | Non-Lead | Between 1989 and 2014 |  | Non-Lead |  |  |  | Single Family Residence |  |  |  | Tier 1 |  |  | Non-Lead | No Tier
0772490040006 | 1102 | Loeser Dr | Houston | 77055 |  | 29.78682 | -95.51134 | Non-Lead | Don't Know | Unknown |  | Non-Lead | Between 1989 and 2014 |  | Non-Lead |  |  |  | Single Family Residence |  |  |  | Tier 5 |  |  | Non-Lead | No Tier
0772490020009 | 1015 | Lone Star Dr | Houston | 77055 |  | 29.78615 | -95.51316 | Non-Lead | Don't Know | Unknown |  | Non-Lead | After 2014 |  | Non-Lead |  |  |  | Single Family Residence |  |  |  | Tier 5 |  |  | Non-Lead | No Tier
0761470020020 | 9013 | Randy Dr | Houston | 77055 |  | 29.78985 | -95.51173 | Non-Lead | Don't Know | Unknown |  | Non-Lead | Between 1989 and 2014 |  | Non-Lead |  |  |  | Single Family Residence |  |  |  | Tier 5 |  |  | Non-Lead | No Tier
0772490030017 | 1121 | Loeser Dr | Houston | 77055 |  | 29.78816 | -95.5121 | Non-Lead | Don't Know | Unknown |  | Non-Lead | Between 1989 and 2014 |  | Non-Lead |  |  |  | Single Family Residence |  |  |  | Tier 5 |  |  | Non-Lead | No Tier
0800590000001 | 8817 | Westview Dr | Houston | 77055 |  | 29.79383 | -95.50629 | Non-Lead | Don't Know | Unknown |  | Non-Lead - Plastic | After 2014 | Resident confirmed plumbing replaced in 2024 | Non-Lead |  |  |  | Single Family Residence |  |  |  | Tier 5 |  |  | Non-Lead | No Tier
0772490040009 | 1015 | Traweek St | Houston | 77055 |  | 29.78614 | -95.51095 | Non-Lead | Don't Know | Unknown |  | Non-Lead | Between 1989 and 2014 |  | Non-Lead |  |  |  | Single Family Residence |  |  |  | Tier 5 |  |  | Non-Lead | No Tier
0791300080143 | 1413 | Neeley Dr | Houston | 77055 |  | 29.79469 | -95.49943 | Non-Lead | Don't Know | Unknown |  | Non-Lead | After 2014 |  | Non-Lead |  |  |  | Single Family Residence |  |  |  | Tier 5 |  |  | Non-Lead | No Tier
0800540000006 | 8701 | Lupton Ln | Houston | 77055 |  | 29.79261 | -95.5022 | Non-Lead | Don't Know | Unknown |  | Non-Lead | Between 1989 and 2014 |  | Non-Lead |  |  |  | Single Family Residence |  |  |  | Tier 5 |  |  | Non-Lead | No Tier
0772490030004 | 1106 | Lone Star Dr | Houston | 77055 |  | 29.78732 | -95.51234 | Non-Lead | Don't Know | Unknown |  | Non-Lead | After 2014 |  | Non-Lead |  |  |  | Single Family Residence |  |  |  | Tier 5 |  |  | Non-Lead | No Tier
0440340020304 | 1500 | Cedarbrook Dr | Houston | 77055 |  | 29.79629 | -95.50614 | Non-Lead | Don't Know | Unknown |  | Non-Lead | Between 1989 and 2014 |  | Non-Lead |  |  |  | Single Family Residence |  |  |  | Tier 5 |  |  | Non-Lead | No Tier
0791300100182 | 8406 | Raylin Dr | Houston | 77055 |  | 29.79353 | -95.49616 | Non-Lead | Don't Know | Unknown |  | Non-Lead | Between 1989 and 2014 |  | Non-Lead |  |  |  | Single Family Residence |  |  |  | Tier 5 |  |  | Non-Lead | No Tier
0780330020005 | 8615 | Merlin Dr | Houston | 77055 |  | 29.79184 | -95.50194 | Non-Lead | Don't Know | Unknown |  | Non-Lead | Between 1989 and 2014 |  | Non-Lead |  |  |  | Single Family Residence |  |  |  | Tier 5 |  |  | Non-Lead | No Tier
0772490040012 | 1105 | Traweek St | Houston | 77055 |  | 29.78697 | -95.51091 | Non-Lead | Don't Know | Unknown |  | Non-Lead | Between 1989 and 2014 |  | Non-Lead |  |  |  | Single Family Residence |  |  |  | Tier 5 |  |  | Non-Lead | No Tier
0440340020075 | 8422 | Burkhart Rd | Houston | 77055 |  | 29.79 | -95.4979 | Non-Lead - Other | Don't Know | After 2014 | (CIP 2025) Service Line Replacement | Non-Lead | Between 1989 and 2014 |  | Non-Lead |  |  |  | Single Family Residence |  |  |  | Tier 1 |  |  | Non-Lead | No Tier
0772490060009 | 1013 | Traweek St | Houston | 77055 |  | 29.78574 | -95.51101 | Non-Lead | Don't Know | Unknown |  | Non-Lead | Between 1989 and 2014 |  | Non-Lead |  |  |  | Single Family Residence |  |  |  | Tier 5 |  |  | Non-Lead | No Tier
0761470040039 | 9018 | Randy Dr | Houston | 77055 |  | 29.79039 | -95.51221 | Non-Lead | Don't Know | Unknown |  | Non-Lead | Between 1989 and 2014 |  | Non-Lead |  |  |  | Single Family Residence |  |  |  | Tier 5 |  |  | Non-Lead | No Tier
0660530000026 | 1258 | Fries Rd | Houston | 77055 |  | 29.79087 | -95.50792 | Non-Lead | Don't Know | Unknown |  | Non-Lead | Between 1989 and 2014 |  | Non-Lead |  |  |  | Single Family Residence |  |  |  | Tier 5 |  |  | Non-Lead | No Tier
0772490050007 | 1022 | Traweek St | Houston | 77055 |  | 29.7862 | -95.51034 | Non-Lead | Don't Know | Unknown |  | Non-Lead | After 2014 |  | Non-Lead |  |  |  | Single Family Residence |  |  |  | Tier 5 |  |  | Non-Lead | No Tier
0810660000003 | 1021 | Teresa Dr | Houston | 77055 |  | 29.78621 | -95.50477 | Non-Lead | Don't Know | Unknown |  | Non-Lead | Between 1989 and 2014 |  | Non-Lead |  |  |  | Single Family Residence |  |  |  | Tier 5 |  |  | Non-Lead | No Tier
1160470010009 | 23 | Woodsborough Cir | Houston | 77055 |  | 29.78706 | -95.49939 | Non-Lead | Don't Know | Unknown |  | Non-Lead | Between 1989 and 2014 |  | Non-Lead |  |  |  | Single Family Residence |  |  |  | Tier 5 |  |  | Non-Lead | No Tier
1171850010003 | 8414 | Winningham Ln | Houston | 77055 |  | 29.78883 | -95.49626 | Non-Lead - Other | Don't Know | After 2014 | Replaced in April 2025 CIP project | Non-Lead | Between 1989 and 2014 |  | Non-Lead |  |  |  | Single Family Residence |  |  |  | Tier 1 |  |  | Non-Lead | No Tier
0772490050008 | 1018 | Traweek St | Houston | 77055 |  | 29.78591 | -95.51035 | Non-Lead | Don't Know | Unknown |  | Non-Lead | Between 1989 and 2014 |  | Non-Lead |  |  |  | Single Family Residence |  |  |  | Tier 5 |  |  | Non-Lead | No Tier
1302550010005 | 5 | Burkhart Forest Ct | Houston | 77055 |  | 29.79032 | -95.49614 | Non-Lead | Don't Know | Unknown |  | Non-Lead | Between 1989 and 2014 |  | Non-Lead |  |  |  | Single Family Residence |  |  |  | Tier 5 |  |  | Non-Lead | No Tier
1209480020002 | 1127 | Joshua Ln | Houston | 77055 |  | 30.0085 | -95.4117 | Non-Lead | Don't Know | Unknown |  | Non-Lead | Between 1989 and 2014 |  | Non-Lead |  |  |  | Single Family Residence |  |  |  | Tier 5 |  |  | Non-Lead | No Tier
0805570000327 | 8409 | Cedarbrake Dr | Houston | 77055 |  | 29.79062 | -95.49617 | Non-Lead | Don't Know | Unknown |  | Non-Lead | After 2014 |  | Non-Lead |  |  |  | Single Family Residence |  |  |  | Tier 5 |  |  | Non-Lead | No Tier
0761470040036 | 9008 | Randy Dr | Houston | 77055 |  | 29.7903 | -95.51127 | Non-Lead | Don't Know | Unknown |  | Non-Lead | Between 1989 and 2014 |  | Non-Lead |  |  |  | Single Family Residence |  |  |  | Tier 5 |  |  | Non-Lead | No Tier
1289170030004 | 14 | Windsor Pl | Houston | 77055 |  | 29.7941 | -95.51285 | Non-Lead | Don't Know | Unknown |  | Non-Lead | Between 1989 and 2014 |  | Non-Lead |  |  |  | Single Family Residence |  |  |  | Tier 5 |  |  | Non-Lead | No Tier
1259850010011 | 28 | N Creekside Ct | Houston | 77055 |  | 29.78777 | -95.49366 | Non-Lead | Don't Know | Unknown |  | Non-Lead | Between 1989 and 2014 |  | Non-Lead |  |  |  | Single Family Residence |  |  |  | Tier 5 |  |  | Non-Lead | No Tier
1041080000002 | 1129 | Bade St | Houston | 77055 |  | 29.78757 | -95.51838 | Non-Lead | Don't Know | Unknown |  | Non-Lead | Between 1989 and 2014 |  | Non-Lead |  |  |  | Single Family Residence |  |  |  | Tier 5 |  |  | Non-Lead | No Tier
0805520000255 | 8421 | Merlin Dr | Houston | 77055 |  | 29.79183 | -95.49705 | Non-Lead | Don't Know | Unknown |  | Non-Lead | Between 1989 and 2014 |  | Non-Lead |  |  |  | Single Family Residence |  |  |  | Tier 5 |  |  | Non-Lead | No Tier
1174640000003 | 8910 | Cardwell Dr | Houston | 77055 |  | 29.78719 | -95.50892 | Non-Lead | Don't Know | Unknown |  | Non-Lead | Between 1989 and 2014 |  | Non-Lead |  |  |  | Single Family Residence |  |  |  | Tier 5 |  |  | Non-Lead | No Tier
1259850010034 | 70 | S Creekside Ct | Houston | 77055 |  | 29.78727 | -95.49439 | Non-Lead | Don't Know | Unknown |  | Non-Lead | Between 1989 and 2014 |  | Non-Lead |  |  |  | Single Family Residence |  |  |  | Tier 5 |  |  | Non-Lead | No Tier
1160470010020 | 16 | Woodsborough Cir | Houston | 77055 |  | 29.78792 | -95.49991 | Non-Lead | Don't Know | Unknown |  | Non-Lead | Between 1989 and 2014 |  | Non-Lead |  |  |  | Single Family Residence |  |  |  | Tier 5 |  |  | Non-Lead | No Tier
0833270000028 | 1321 | Mickey Way | Houston | 77055 |  | 29.7931 | -95.51089 | Non-Lead | Don't Know | Unknown |  | Non-Lead | After 2014 |  | Non-Lead |  |  |  | Single Family Residence |  |  |  | Tier 5 |  |  | Non-Lead | No Tier
0822730000101 | 8830 | Cedarspur Dr | Houston | 77055 |  | 29.79063 | -95.50548 | Non-Lead | Don't Know | Unknown |  | Non-Lead | After 2014 |  | Non-Lead |  |  |  | Single Family Residence |  |  |  | Tier 5 |  |  | Non-Lead | No Tier
1224840010003 | 8842 | Inverness Park Way | Houston | 77055 |  | 29.79277 | -95.50759 | Non-Lead | Don't Know | Unknown |  | Non-Lead | Between 1989 and 2014 |  | Non-Lead |  |  |  | Single Family Residence |  |  |  | Tier 5 |  |  | Non-Lead | No Tier
0761470010006 | 9018 | Elizabeth Rd | Houston | 77055 |  | 29.79122 | -95.5122 | Non-Lead | Don't Know | Unknown |  | Non-Lead | After 2014 |  | Non-Lead |  |  |  | Single Family Residence |  |  |  | Tier 5 |  |  | Non-Lead | No Tier
1286350010001 | 1330 | Beutel Dr | Houston | 77055 |  | 29.79382 | -95.51179 | Non-Lead | Don't Know | Unknown |  | Non-Lead | Between 1989 and 2014 |  | Non-Lead |  |  |  | Single Family Residence |  |  |  | Tier 5 |  |  | Non-Lead | No Tier
0805600000366 | 1222 | Krist Dr | Houston | 77055 |  | 29.79076 | -95.49249 | Non-Lead | Don't Know | Unknown |  | Non-Lead - Plastic | After 2014 | Resident replaced plumbing in January 2025 | Non-Lead |  |  |  | Single Family Residence |  |  |  | Tier 5 |  |  | Non-Lead | No Tier
1157540000003 | 1418 | Bingle Rd | Houston | 77055 |  | 29.79468 | -95.50004 | Non-Lead | Don't Know | Unknown |  | Non-Lead | Between 1989 and 2014 |  | Non-Lead |  |  |  | Single Family Residence |  |  |  | Tier 5 |  |  | Non-Lead | No Tier
0731590040001 | 9219 | Hilldale St. | Houston | 77055 |  | 29.78769 | -95.51937 | Non-Lead | Don't Know | Unknown |  | Non-Lead | After 2014 |  | Non-Lead |  |  |  | Single Family Residence |  |  |  | Tier 5 |  |  | Non-Lead | No Tier
0805530000267 | 8334 | Leafy Ln | Houston | 77055 |  | 29.79341 | -95.49428 | Non-Lead | Don't Know | Unknown |  | Non-Lead | Between 1989 and 2014 |  | Non-Lead |  |  |  | Single Family Residence |  |  |  | Tier 5 |  |  | Non-Lead | No Tier
0805540000294 | 8323 | Leafy Ln | Houston | 77055 |  | 29.79271 | -95.4942 | Non-Lead | Don't Know | Unknown |  | Non-Lead | Between 1989 and 2014 |  | Non-Lead |  |  |  | Single Family Residence |  |  |  | Tier 5 |  |  | Non-Lead | No Tier
1289170020011 | 35 | Windsor Ct | Houston | 77055 |  | 29.79362 | -95.51293 | Non-Lead | Don't Know | Unknown |  | Non-Lead | Between 1989 and 2014 |  | Non-Lead |  |  |  | Single Family Residence |  |  |  | Tier 5 |  |  | Non-Lead | No Tier
1259850010005 | 10 | N Creekside Ct | Houston | 77055 |  | 29.78777 | -95.4951 | Non-Lead | Don't Know | Unknown |  | Non-Lead | Between 1989 and 2014 |  | Non-Lead |  |  |  | Single Family Residence |  |  |  | Tier 5 |  |  | Non-Lead | No Tier
0772490050003 | 1110 | Traweek St | Houston | 77055 |  | 29.78741 | -95.51032 | Non-Lead | Don't Know | Unknown |  | Non-Lead | Between 1989 and 2014 |  | Non-Lead |  |  |  | Single Family Residence |  |  |  | Tier 5 |  |  | Non-Lead | No Tier
0805520000253 | 8429 | Merlin Dr | Houston | 77055 |  | 29.79183 | -95.49758 | Non-Lead | Don't Know | Unknown |  | Non-Lead | After 2014 |  | Non-Lead |  |  |  | Single Family Residence |  |  |  | Tier 5 |  |  | Non-Lead | No Tier
0800580000007 | 8618 | Lanell Ln | Houston | 77055 |  | 29.79627 | -95.50178 | Non-Lead | Don't Know | Unknown |  | Non-Lead | Between 1989 and 2014 |  | Non-Lead |  |  |  | Single Family Residence |  |  |  | Tier 5 |  |  | Non-Lead | No Tier
1169110000003 | 28 | Inverness Park Way | Houston | 77055 |  | 29.79348 | -95.50931 | Non-Lead | Don't Know | Unknown |  | Non-Lead | Between 1989 and 2014 |  | Non-Lead |  |  |  | Single Family Residence |  |  |  | Tier 5 |  |  | Non-Lead | No Tier
0800570000015 | 8622 | Cedardale Dr | Houston | 77055 |  | 29.79526 | -95.50209 | Non-Lead | Don't Know | Unknown |  | Non-Lead | Between 1989 and 2014 |  | Non-Lead |  |  |  | Single Family Residence |  |  |  | Tier 5 |  |  | Non-Lead | No Tier
1259850010039 | 25 | N Creekside Ct | Houston | 77055 |  | 29.78748 | -95.49394 | Non-Lead | Don't Know | Unknown |  | Non-Lead | Between 1989 and 2014 |  | Non-Lead |  |  |  | Single Family Residence |  |  |  | Tier 5 |  |  | Non-Lead | No Tier
1171520010010 | 8819 | Heather Cir | Houston | 77055 |  | 29.78781 | -95.50711 | Non-Lead | Don't Know | Unknown |  | Non-Lead | Between 1989 and 2014 |  | Non-Lead |  |  |  | Single Family Residence |  |  |  | Tier 5 |  |  | Non-Lead | No Tier
0440340020170 | 1440 | Bingle Rd | Houston | 77055 |  | 29.79577 | -95.49998 | Non-Lead | Don't Know | Unknown |  | Non-Lead | Between 1989 and 2014 |  | Non-Lead |  |  |  | Single Family Residence |  |  |  | Tier 5 |  |  | Non-Lead | No Tier
0805580000335 | 8321 | Merlin Dr | Houston | 77055 |  | 29.79171 | -95.49443 | Non-Lead | Don't Know | Unknown |  | Non-Lead | After 2014 |  | Non-Lead |  |  |  | Single Family Residence |  |  |  | Tier 5 |  |  | Non-Lead | No Tier
1157530000010 | 8509 | Burkhart Rd | Houston | 77055 |  | 29.7892 | -95.49902 | Non-Lead - Other | Don't Know | Unknown | (CIP 2025) Service Line Replacement | Non-Lead | After 2014 |  | Non-Lead |  |  |  | Single Family Residence |  |  |  | Tier 1 |  |  | Non-Lead | No Tier
1259850010031 | 17 | N Creekside Ct | Houston | 77055 |  | 29.78748 | -95.49454 | Non-Lead | Don't Know | Unknown |  | Non-Lead | Between 1989 and 2014 |  | Non-Lead |  |  |  | Single Family Residence |  |  |  | Tier 5 |  |  | Non-Lead | No Tier
1100310000009 | 8304 | Cedarspur Dr | Houston | 77055 |  | 29.79044 | -95.49332 | Non-Lead - Other | Yes | After 2014 | October 2024 replaced as part of CIP project | Non-Lead | Between 1989 and 2014 |  | Non-Lead |  |  |  | Single Family Residence |  |  |  | Tier 1 |  |  | Non-Lead | No Tier
1209480020004 | 1119 | Joshua Ln | Houston | 77055 |  | 30.00887 | -95.41145 | Non-Lead | Don't Know | Unknown |  | Non-Lead | Between 1989 and 2014 |  | Non-Lead |  |  |  | Single Family Residence |  |  |  | Tier 5 |  |  | Non-Lead | No Tier
1171690000005 | 4 | Village Oaks Ln | Houston | 77055 |  | 29.78909 | -95.5134 | Non-Lead | Don't Know | Unknown |  | Non-Lead | Between 1989 and 2014 |  | Non-Lead |  |  |  | Single Family Residence |  |  |  | Tier 5 |  |  | Non-Lead | No Tier
1259850010062 | 98 | N Creekside Ct | Houston | 77055 |  | 29.78728 | -95.49135 | Non-Lead | Don't Know | Unknown |  | Non-Lead | Between 1989 and 2014 |  | Non-Lead |  |  |  | Single Family Residence |  |  |  | Tier 5 |  |  | Non-Lead | No Tier
0805560000306 | 2 | Gens Ct | Houston | 77055 |  | 29.79148 | -95.49714 | Non-Lead | Don't Know | Unknown |  | Non-Lead | After 2014 |  | Non-Lead |  |  |  | Single Family Residence |  |  |  | Tier 5 |  |  | Non-Lead | No Tier
0800570000010 | 8718 | Cedardale Dr | Houston | 77055 |  | 29.79525 | -95.50337 | Non-Lead | Don't Know | Unknown |  | Non-Lead | Between 1989 and 2014 |  | Non-Lead |  |  |  | Single Family Residence |  |  |  | Tier 5 |  |  | Non-Lead | No Tier
0772490010005 | 9030 | Bace Dr | Houston | 77055 |  | 29.78872 | -95.5125 | Non-Lead | Don't Know | Unknown |  | Non-Lead | Between 1989 and 2014 |  | Non-Lead |  |  |  | Single Family Residence |  |  |  | Tier 5 |  |  | Non-Lead | No Tier
0761470040035 | 9002 | Randy Dr | Houston | 77055 |  | 29.79027 | -95.51096 | Non-Lead | Don't Know | Unknown |  | Non-Lead | After 2014 |  | Non-Lead |  |  |  | Single Family Residence |  |  |  | Tier 5 |  |  | Non-Lead | No Tier
0791300090165 | 8415 | Lofland Dr | Houston | 77055 |  | 29.7847 | -95.46834 | Non-Lead | Don't Know | Unknown |  | Non-Lead | After 2014 |  | Non-Lead |  |  |  | Single Family Residence |  |  |  | Tier 5 |  |  | Non-Lead | No Tier
0772490020001 | 9047 | Bace Dr | Houston | 77055 |  | 29.78819 | -95.51361 | Non-Lead | Don't Know | Unknown |  | Non-Lead | Between 1989 and 2014 |  | Non-Lead |  |  |  | Single Family Residence |  |  |  | Tier 5 |  |  | Non-Lead | No Tier
0833240000005 | 1320 | Mickey Way | Houston | 77055 |  | 29.7931 | -95.51032 | Non-Lead | Don't Know | Unknown |  | Non-Lead | After 2014 |  | Non-Lead |  |  |  | Single Family Residence |  |  |  | Tier 5 |  |  | Non-Lead | No Tier
0810350000071 | 8733 | Lanell Ln | Houston | 77055 |  | 29.79549 | -95.50438 | Non-Lead | Don't Know | Unknown |  | Non-Lead - Plastic | After 2014 | Resident confirmed plumbing updated to PVC | Non-Lead |  |  |  | Single Family Residence |  |  |  | Tier 5 |  |  | Non-Lead | No Tier
0791300110200 | 1332 | Bingle Rd | Houston | 77055 |  | 29.7934 | -95.50011 | Non-Lead | Don't Know | Unknown |  | Non-Lead - Other | After 2014 | Resident replaced plumbing with PEX | Non-Lead |  |  |  | Single Family Residence |  |  |  | Tier 5 |  |  | Non-Lead | No Tier
1259850010038 | 74 | S Creekside Ct | Houston | 77055 |  | 29.78727 | -95.49409 | Non-Lead | Don't Know | Unknown |  | Non-Lead | Between 1989 and 2014 |  | Non-Lead |  |  |  | Single Family Residence |  |  |  | Tier 5 |  |  | Non-Lead | No Tier
410330010273 | 8570 | Katy Freeway | Spring Valley Village | 77024 |  | 29.78485137899787 | -95.49753442492411 | Non-Lead | Don't Know | Unknown |  | Non-Lead | Unknown |  | Non-Lead |  |  |  | Building |  |  |  | Tier 5 |  |  | Non-Lead | No Tier
0791300110188 | 1335 | Neeley Dr | Houston | 77055 |  | 29.79362 | -95.49972 | Non-Lead | Don't Know | Unknown |  | Non-Lead | Between 1989 and 2014 |  | Non-Lead |  |  |  | Single Family Residence |  |  |  | Tier 5 |  |  | Non-Lead | No Tier
0822750000132 | 8809 | Burkhart Rd | Houston | 77055 |  | 29.78929 | -95.50452 | Non-Lead | Don't Know | Unknown |  | Non-Lead | Between 1989 and 2014 |  | Non-Lead |  |  |  | Single Family Residence |  |  |  | Tier 5 |  |  | Non-Lead | No Tier
1259850010029 | 15 | N Creekside Ct | Houston | 77055 |  | 29.78748 | -95.49469 | Non-Lead | Don't Know | Unknown |  | Non-Lead | Between 1989 and 2014 |  | Non-Lead |  |  |  | Single Family Residence |  |  |  | Tier 5 |  |  | Non-Lead | No Tier
1169110000015 | 17 | Inverness Park Way | Houston | 77055 |  | 29.79235 | -95.5096 | Non-Lead | Don't Know | Unknown |  | Non-Lead | Between 1989 and 2014 |  | Non-Lead |  |  |  | Single Family Residence |  |  |  | Tier 5 |  |  | Non-Lead | No Tier
0805540020001 | 8318 | Leafy Ln | Houston | 77055 |  | 29.79292 | -95.49337 | Non-Lead | Don't Know | Unknown |  | Non-Lead | After 2014 |  | Non-Lead |  |  |  | Single Family Residence |  |  |  | Tier 5 |  |  | Non-Lead | No Tier
1224730030002 | 1 | Cardwell Ct | Houston | 77055 |  | 29.78712 | -95.51341 | Non-Lead | Don't Know | Unknown |  | Non-Lead | Between 1989 and 2014 |  | Non-Lead |  |  |  | Single Family Residence |  |  |  | Tier 5 |  |  | Non-Lead | No Tier
0772490020011 | 1023 | Lone Star Dr | Houston | 77055 |  | 29.78675 | -95.51304 | Non-Lead | Don't Know | Unknown |  | Non-Lead | Between 1989 and 2014 |  | Non-Lead |  |  |  | Single Family Residence |  |  |  | Tier 5 |  |  | Non-Lead | No Tier
0831210000002 | 8953 | Croes Dr | Houston | 77055 |  | 29.7912 | -95.50991 | Non-Lead | Don't Know | Unknown |  | Non-Lead - Other | After 2014 | Resident replaced plumbing in 2019 | Non-Lead |  |  |  | Single Family Residence |  |  |  | Tier 5 |  |  | Non-Lead | No Tier
1224840010001 | 8850 | Inverness Park Way | Houston | 77055 |  | 29.79279 | -95.50805 | Non-Lead | Don't Know | Unknown |  | Non-Lead | Between 1989 and 2014 |  | Non-Lead |  |  |  | Single Family Residence |  |  |  | Tier 5 |  |  | Non-Lead | No Tier
0803040000004 | 22 | Fries Ct | Houston | 77055 |  | 29.78841 | -95.50992 | Non-Lead | Don't Know | Unknown |  | Non-Lead | After 2014 |  | Non-Lead |  |  |  | Single Family Residence |  |  |  | Tier 5 |  |  | Non-Lead | No Tier
1171520010001 | 1140 | Fries Rd | Houston | 77055 |  | 29.78862 | -95.50787 | Non-Lead | Don't Know | Unknown |  | Non-Lead | Between 1989 and 2014 |  | Non-Lead |  |  |  | Single Family Residence |  |  |  | Tier 5 |  |  | Non-Lead | No Tier
1224840010002 | 8846 | Inverness Park Way | Houston | 77055 |  | 29.79277 | -95.50782 | Non-Lead | Don't Know | Unknown |  | Non-Lead | Between 1989 and 2014 |  | Non-Lead |  |  |  | Single Family Residence |  |  |  | Tier 5 |  |  | Non-Lead | No Tier
1289170010010 | 6 | Windsor Ct | Houston | 77055 |  | 29.79385 | -95.51201 | Non-Lead | Don't Know | Unknown |  | Non-Lead | Between 1989 and 2014 |  | Non-Lead |  |  |  | Single Family Residence |  |  |  | Tier 5 |  |  | Non-Lead | No Tier
1289170020010 | 31 | Windsor Ct | Houston | 77055 |  | 29.79362 | -95.51277 | Non-Lead | Don't Know | Unknown |  | Non-Lead | Between 1989 and 2014 |  | Non-Lead |  |  |  | Single Family Residence |  |  |  | Tier 5 |  |  | Non-Lead | No Tier
0810330000063 | 8806 | Lanell Ln | Houston | 77055 |  | 29.7957 | -95.50552 | Non-Lead | Don't Know | Unknown |  | Non-Lead | Between 1989 and 2014 |  | Non-Lead |  |  |  | Single Family Residence |  |  |  | Tier 5 |  |  | Non-Lead | No Tier
0800600000014 | 1310 | Ben Hur Dr | Houston | 77055 |  | 29.79267 | -95.50569 | Non-Lead | Don't Know | Unknown |  | Non-Lead | Between 1989 and 2014 |  | Non-Lead |  |  |  | Single Family Residence |  |  |  | Tier 5 |  |  | Non-Lead | No Tier
0800570000002 | 8717 | Lanell Ln | Houston | 77055 |  | 29.79566 | -95.50337 | Non-Lead | Don't Know | Unknown |  | Non-Lead | Between 1989 and 2014 |  | Non-Lead |  |  |  | Single Family Residence |  |  |  | Tier 5 |  |  | Non-Lead | No Tier
0772490040013 | 1109 | Traweek St | Houston | 77055 |  | 29.78726 | -95.5109 | Non-Lead | Don't Know | Unknown |  | Non-Lead | After 2014 |  | Non-Lead |  |  |  | Single Family Residence |  |  |  | Tier 5 |  |  | Non-Lead | No Tier
0841220000007 | 8835 | Cardwell Dr | Houston | 77055 |  | 29.78699 | -95.50647 | Non-Lead | Don't Know | Unknown |  | Non-Lead | Between 1989 and 2014 |  | Non-Lead |  |  |  | Single Family Residence |  |  |  | Tier 5 |  |  | Non-Lead | No Tier
1171370000004 | 14 | Inverness Park Way | Houston | 77055 |  | 29.79281 | -95.50942 | Non-Lead | Don't Know | Unknown |  | Non-Lead | Between 1989 and 2014 |  | Non-Lead |  |  |  | Single Family Residence |  |  |  | Tier 5 |  |  | Non-Lead | No Tier
0800600000018 | 1242 | Ben Hur Dr | Houston | 77055 |  | 29.79164 | -95.50566 | Non-Lead | Don't Know | Unknown |  | Non-Lead | Between 1989 and 2014 |  | Non-Lead |  |  |  | Single Family Residence |  |  |  | Tier 5 |  |  | Non-Lead | No Tier
0833240000001 | 1338 | Mickey Way | Houston | 77055 |  | 29.79408 | -95.51024 | Non-Lead | Don't Know | Unknown |  | Non-Lead | After 2014 |  | Non-Lead |  |  |  | Single Family Residence |  |  |  | Tier 5 |  |  | Non-Lead | No Tier
1259850010019 | 46 | N Creekside Ct | Houston | 77055 |  | 29.78778 | -95.4919 | Non-Lead | Don't Know | Unknown |  | Non-Lead | Between 1989 and 2014 |  | Non-Lead |  |  |  | Single Family Residence |  |  |  | Tier 5 |  |  | Non-Lead | No Tier
0805580000333 | 8329 | Merlin Dr | Houston | 77055 |  | 29.7917 | -95.4949 | Non-Lead | Don't Know | Unknown |  | Non-Lead | After 2014 |  | Non-Lead |  |  |  | Single Family Residence |  |  |  | Tier 5 |  |  | Non-Lead | No Tier
1209480010001 | 1138 | Joshua Ln | Houston | 77055 |  | 30.00849 | -95.41152 | Non-Lead | Don't Know | Unknown |  | Non-Lead | Between 1989 and 2014 |  | Non-Lead |  |  |  | Single Family Residence |  |  |  | Tier 5 |  |  | Non-Lead | No Tier
0810600000005 | 8818 | Winningham Ln | Houston | 77055 |  | 29.78891 | -95.5049 | Non-Lead | Don't Know | Unknown |  | Non-Lead | After 2014 |  | Non-Lead |  |  |  | Single Family Residence |  |  |  | Tier 5 |  |  | Non-Lead | No Tier
1209480020008 | 1103 | Joshua Ln | Houston | 77055 |  | 30.00849 | -95.41206 | Non-Lead | Don't Know | Unknown |  | Non-Lead | Between 1989 and 2014 |  | Non-Lead |  |  |  | Single Family Residence |  |  |  | Tier 5 |  |  | Non-Lead | No Tier
0831210000005 | 1263 | Fries Rd | Houston | 77055 |  | 29.791 | -95.50868 | Non-Lead | Don't Know | Unknown |  | Non-Lead | Between 1989 and 2014 |  | Non-Lead |  |  |  | Single Family Residence |  |  |  | Tier 5 |  |  | Non-Lead | No Tier
1259850010003 | 6 | N Creekside Ct | Houston | 77055 |  | 29.78765 | -95.49536 | Non-Lead | Don't Know | Unknown |  | Non-Lead | Between 1989 and 2014 |  | Non-Lead |  |  |  | Single Family Residence |  |  |  | Tier 5 |  |  | Non-Lead | No Tier
1174640000004 | 8914 | Cardwell Dr | Houston | 77055 |  | 29.78718 | -95.50916 | Non-Lead | Don't Know | Unknown |  | Non-Lead | Between 1989 and 2014 |  | Non-Lead |  |  |  | Single Family Residence |  |  |  | Tier 5 |  |  | Non-Lead | No Tier
1259850010004 | 8 | N Creekside Ct | Houston | 77055 |  | 29.78775 | -95.49533 | Non-Lead | Don't Know | Unknown |  | Non-Lead | Between 1989 and 2014 |  | Non-Lead |  |  |  | Single Family Residence |  |  |  | Tier 5 |  |  | Non-Lead | No Tier
1174120000001 | 1 | Parkland Ct | Houston | 77055 |  | 29.78819 | -95.51889 | Non-Lead | Don't Know | Unknown |  | Non-Lead | Between 1989 and 2014 |  | Non-Lead |  |  |  | Single Family Residence |  |  |  | Tier 5 |  |  | Non-Lead | No Tier
1259850010063 | 49 | N Creekside Ct | Houston | 77055 |  | 29.78748 | -95.49181 | Non-Lead | Don't Know | Unknown |  | Non-Lead | Between 1989 and 2014 |  | Non-Lead |  |  |  | Single Family Residence |  |  |  | Tier 5 |  |  | Non-Lead | No Tier
1171690000002 | 7 | Village Oaks Ln | Houston | 77055 |  | 29.7896 | -95.51304 | Non-Lead | Don't Know | Unknown |  | Non-Lead | Between 1989 and 2014 |  | Non-Lead |  |  |  | Single Family Residence |  |  |  | Tier 5 |  |  | Non-Lead | No Tier
0841220000001 | 8877 | Cardwell Dr | Houston | 77055 |  | 29.78698 | -95.50799 | Non-Lead | Don't Know | Unknown |  | Non-Lead | Between 1989 and 2014 |  | Non-Lead |  |  |  | Single Family Residence |  |  |  | Tier 5 |  |  | Non-Lead | No Tier
0800600000019 | 1238 | Ben Hur Dr | Houston | 77055 |  | 29.79139 | -95.50564 | Non-Lead | Don't Know | Unknown |  | Non-Lead | Between 1989 and 2014 |  | Non-Lead |  |  |  | Single Family Residence |  |  |  | Tier 5 |  |  | Non-Lead | No Tier
1160470010011 | 1 | Woodsborough Cir | Houston | 77055 |  | 29.78709 | -95.49886 | Non-Lead | Don't Know | Unknown |  | Non-Lead | Between 1989 and 2014 |  | Non-Lead |  |  |  | Single Family Residence |  |  |  | Tier 5 |  |  | Non-Lead | No Tier
0805540000295 | 8322 | Merlin Dr | Houston | 77055 |  | 29.79229 | -95.49467 | Non-Lead | Don't Know | Unknown |  | Non-Lead | Between 1989 and 2014 |  | Non-Lead |  |  |  | Single Family Residence |  |  |  | Tier 5 |  |  | Non-Lead | No Tier
0780330030001 | 8637 | Merlin Dr | Houston | 77055 |  | 29.7918 | -95.50347 | Non-Lead | Don't Know | Unknown |  | Non-Lead | Between 1989 and 2014 |  | Non-Lead |  |  |  | Single Family Residence |  |  |  | Tier 5 |  |  | Non-Lead | No Tier
0780330010013 | 8610 | Merlin Dr | Houston | 77055 |  | 29.79227 | -95.50133 | Non-Lead | Don't Know | Unknown |  | Non-Lead | After 2014 |  | Non-Lead |  |  |  | Single Family Residence |  |  |  | Tier 5 |  |  | Non-Lead | No Tier
0800590000006 | 1313 | Ben Hur Dr | Houston | 77055 |  | 29.79284 | -95.50625 | Non-Lead | Don't Know | Unknown |  | Non-Lead | Between 1989 and 2014 |  | Non-Lead |  |  |  | Single Family Residence |  |  |  | Tier 5 |  |  | Non-Lead | No Tier
0772490040015 | 1117 | Traweek St | Houston | 77055 |  | 29.78784 | -95.51098 | Non-Lead | Don't Know | Unknown |  | Non-Lead | Between 1989 and 2014 |  | Non-Lead |  |  |  | Single Family Residence |  |  |  | Tier 5 |  |  | Non-Lead | No Tier
0660530000039 | 1260 | Fries Rd | Houston | 77055 |  | 29.79116 | -95.5079 | Non-Lead | Don't Know | Unknown |  | Non-Lead | Between 1989 and 2014 |  | Non-Lead |  |  |  | Single Family Residence |  |  |  | Tier 5 |  |  | Non-Lead | No Tier
0925950000018 | 1123 | Ben Hur Dr | Houston | 77055 |  | 29.78775 | -95.50597 | Non-Lead | Don't Know | Unknown |  | Non-Lead | After 2014 |  | Non-Lead |  |  |  | Single Family Residence |  |  |  | Tier 5 |  |  | Non-Lead | No Tier
1302550010006 | 6 | Burkhart Forest Ct | Houston | 77055 |  | 29.79016 | -95.49631 | Non-Lead | Don't Know | Unknown |  | Non-Lead | Between 1989 and 2014 |  | Non-Lead |  |  |  | Single Family Residence |  |  |  | Tier 5 |  |  | Non-Lead | No Tier
0805580000334 | 8325 | Merlin Dr | Houston | 77055 |  | 29.79171 | -95.49467 | Non-Lead | Don't Know | Unknown |  | Non-Lead | After 2014 |  | Non-Lead |  |  |  | Single Family Residence |  |  |  | Tier 5 |  |  | Non-Lead | No Tier
1171360000003 | 8616 | Lanell Ln | Houston | 77055 |  | 29.79622 | -95.50147 | Non-Lead | Don't Know | Unknown |  | Non-Lead | Between 1989 and 2014 |  | Non-Lead |  |  |  | Single Family Residence |  |  |  | Tier 5 |  |  | Non-Lead | No Tier
0805510000246 | 8521 | Merlin Dr | Houston | 77055 |  | 29.79183 | -95.49963 | Non-Lead | Don't Know | Unknown |  | Non-Lead | After 2014 |  | Non-Lead |  |  |  | Single Family Residence |  |  |  | Tier 5 |  |  | Non-Lead | No Tier
0780330020002 | 8605 | Merlin Dr | Houston | 77055 |  | 29.79184 | -95.50101 | Non-Lead | Don't Know | Unknown |  | Non-Lead | Between 1989 and 2014 |  | Non-Lead |  |  |  | Single Family Residence |  |  |  | Tier 5 |  |  | Non-Lead | No Tier
1171690000007 | 8 | Village Oaks Ln | Houston | 77055 |  | 29.78912 | -95.51293 | Non-Lead | Don't Know | Unknown |  | Non-Lead | Between 1989 and 2014 |  | Non-Lead |  |  |  | Single Family Residence |  |  |  | Tier 5 |  |  | Non-Lead | No Tier
1172840010002 | 3 | Pecan Trail Ln | Houston | 77055 |  | 29.78609 | -95.51449 | Non-Lead | Don't Know | Unknown |  | Non-Lead | Between 1989 and 2014 |  | Non-Lead |  |  |  | Single Family Residence |  |  |  | Tier 5 |  |  | Non-Lead | No Tier
0805530000276 | 1330 | Krist Dr | Houston | 77055 |  | 29.79218 | -95.49251 | Non-Lead | Don't Know | Unknown |  | Non-Lead | After 2014 |  | Non-Lead |  |  |  | Single Family Residence |  |  |  | Tier 5 |  |  | Non-Lead | No Tier
0822730000090 | 8813 | Cedarbrake Dr | Houston | 77055 |  | 29.79096 | -95.50484 | Non-Lead | Don't Know | Unknown |  | Non-Lead | Between 1989 and 2014 |  | Non-Lead |  |  |  | Single Family Residence |  |  |  | Tier 5 |  |  | Non-Lead | No Tier
1224730030001 | 3 | Cardwell Ct | Houston | 77055 |  | 29.78701 | -95.51368 | Non-Lead | Don't Know | Unknown |  | Non-Lead | Between 1989 and 2014 |  | Non-Lead |  |  |  | Single Family Residence |  |  |  | Tier 5 |  |  | Non-Lead | No Tier
1259850010035 | 21 | N Creekside Ct | Houston | 77055 |  | 29.78748 | -95.49424 | Non-Lead | Don't Know | Unknown |  | Non-Lead | Between 1989 and 2014 |  | Non-Lead |  |  |  | Single Family Residence |  |  |  | Tier 5 |  |  | Non-Lead | No Tier
1265430010002 | 8406 | Winningham Ln | Houston | 77055 |  | 29.78883 | -95.49563 | Non-Lead - Other | Don't Know | After 2014 | Replaced in April 2025 CIP project | Non-Lead | Between 1989 and 2014 |  | Non-Lead |  |  |  | Single Family Residence |  |  |  | Tier 1 |  |  | Non-Lead | No Tier
1169110000013 | 21 | Inverness Park Way | Houston | 77055 |  | 29.79264 | -95.50992 | Non-Lead | Don't Know | Unknown |  | Non-Lead | Between 1989 and 2014 |  | Non-Lead |  |  |  | Single Family Residence |  |  |  | Tier 5 |  |  | Non-Lead | No Tier
1289170010005 | 26 | Windsor Ct | Houston | 77055 |  | 29.79335 | -95.51272 | Non-Lead | Don't Know | Unknown |  | Non-Lead | Between 1989 and 2014 |  | Non-Lead |  |  |  | Single Family Residence |  |  |  | Tier 5 |  |  | Non-Lead | No Tier
0800550000020 | 8706 | Lupton Ln | Houston | 77055 |  | 29.79315 | -95.50248 | Non-Lead | Don't Know | Unknown |  | Non-Lead | Between 1989 and 2014 |  | Non-Lead |  |  |  | Single Family Residence |  |  |  | Tier 5 |  |  | Non-Lead | No Tier
0800580000001 | 8718 | Lanell Ln | Houston | 77055 |  | 29.79625 | -95.50356 | Non-Lead | Don't Know | Unknown |  | Non-Lead | Between 1989 and 2014 |  | Non-Lead |  |  |  | Single Family Residence |  |  |  | Tier 5 |  |  | Non-Lead | No Tier
0805540000279 | 1314 | Pech Rd | Houston | 77055 |  | 29.79241 | -95.49521 | Non-Lead | Don't Know | Unknown |  | Non-Lead | After 2014 |  | Non-Lead |  |  |  | Single Family Residence |  |  |  | Tier 5 |  |  | Non-Lead | No Tier
1259850010044 | 80 | S Creekside Ct | Houston | 77055 |  | 29.78727 | -95.49363 | Non-Lead | Don't Know | Unknown |  | Non-Lead | Between 1989 and 2014 |  | Non-Lead |  |  |  | Single Family Residence |  |  |  | Tier 5 |  |  | Non-Lead | No Tier
1169110000011 | 25 | Inverness Park Way | Houston | 77055 |  | 29.79314 | -95.5099 | Non-Lead | Don't Know | Unknown |  | Non-Lead | Between 1989 and 2014 |  | Non-Lead |  |  |  | Single Family Residence |  |  |  | Tier 5 |  |  | Non-Lead | No Tier
1209480020012 | 1114 | Joshua Ln | Houston | 77055 |  | 30.00841 | -95.41131 | Non-Lead | Don't Know | Unknown |  | Non-Lead | Between 1989 and 2014 |  | Non-Lead |  |  |  | Single Family Residence |  |  |  | Tier 5 |  |  | Non-Lead | No Tier
1302550010004 | 4 | Burkhart Forest Ct | Houston | 77055 |  | 29.79033 | -95.49578 | Non-Lead | Don't Know | Unknown |  | Non-Lead | Between 1989 and 2014 |  | Non-Lead |  |  |  | Single Family Residence |  |  |  | Tier 5 |  |  | Non-Lead | No Tier
0800620000039 | 1325 | Voss Rd | Houston | 77055 |  | 29.75297 | -95.50101 | Non-Lead | Don't Know | Unknown |  | Non-Lead | Between 1989 and 2014 |  | Non-Lead |  |  |  | Single Family Residence |  |  |  | Tier 5 |  |  | Non-Lead | No Tier
0772490010007 | 9022 | Bace Dr | Houston | 77055 |  | 29.78871 | -95.51191 | Non-Lead | Don't Know | Unknown |  | Non-Lead | Between 1989 and 2014 |  | Non-Lead |  |  |  | Single Family Residence |  |  |  | Tier 5 |  |  | Non-Lead | No Tier
0925960000002 | 8827 | Cardwell Dr | Houston | 77055 |  | 29.7868 | -95.50596 | Non-Lead | Don't Know | Unknown |  | Non-Lead | Between 1989 and 2014 |  | Non-Lead |  |  |  | Single Family Residence |  |  |  | Tier 5 |  |  | Non-Lead | No Tier
1289170010007 | 18 | Windsor Ct | Houston | 77055 |  | 29.79336 | -95.51224 | Non-Lead | Don't Know | Unknown |  | Non-Lead | Between 1989 and 2014 |  | Non-Lead |  |  |  | Single Family Residence |  |  |  | Tier 5 |  |  | Non-Lead | No Tier
1209480020016 | 1130 | Joshua Ln | Houston | 77055 |  | 30.00844 | -95.4116 | Non-Lead | Don't Know | Unknown |  | Non-Lead | Between 1989 and 2014 |  | Non-Lead |  |  |  | Single Family Residence |  |  |  | Tier 5 |  |  | Non-Lead | No Tier
1173700000001 | 1240 | Bingle Rd | Houston | 77055 |  | 29.7915 | -95.50001 | Non-Lead | Don't Know | Unknown |  | Non-Lead | Between 1989 and 2014 |  | Non-Lead |  |  |  | Single Family Residence |  |  |  | Tier 5 |  |  | Non-Lead | No Tier
1185630010003 | 8522 | Burkhart Rd | Houston | 77055 |  | 29.78972 | -95.5002 | Non-Lead | Don't Know | Unknown | (CIP 2024) Service Line Replacement | Non-Lead | Between 1989 and 2014 |  | Non-Lead |  |  |  | Single Family Residence |  |  |  | Tier 1 |  |  | Lead | No Tier
0810600000003 | 8810 | Winningham Ln | Houston | 77055 |  | 29.78892 | -95.5044 | Non-Lead | Don't Know | Unknown |  | Non-Lead | Between 1989 and 2014 |  | Non-Lead |  |  |  | Single Family Residence |  |  |  | Tier 5 |  |  | Non-Lead | No Tier
1287960010001 | 1001 | Katy Freeway | Spring Valley Village | 77055 |  | 29.785417132693354 | -95.514605301599 | Non-Lead | Don't Know | Unknown |  | Non-Lead | After 2014 |  | Non-Lead |  |  |  | Building | No | Unknown | No | Tier 5 |  |  | Non-Lead | No Tier
0805490000218 | 1322 | Neeley Dr | Houston | 77055 |  | 29.79279 | -95.49915 | Non-Lead | Don't Know | Unknown |  | Non-Lead | After 2014 |  | Non-Lead |  |  |  | Single Family Residence |  |  |  | Tier 5 |  |  | Non-Lead | No Tier
0800620000036 | 8812 | Merlin Dr | Houston | 77055 |  | 29.79246 | -95.50444 | Non-Lead | Don't Know | Unknown |  | Non-Lead - Plastic | After 2014 | Resident confirmed plumbing was updated in 2022 | Non-Lead |  |  |  | Single Family Residence |  |  |  | Tier 5 |  |  | Non-Lead | No Tier
0943260000011 | 8707 | Green Valley Dr | Houston | 77055 |  | 29.78714 | -95.50232 | Non-Lead | Don't Know | Unknown |  | Non-Lead | After 2014 |  | Non-Lead |  |  |  | Single Family Residence |  |  |  | Tier 5 |  |  | Non-Lead | No Tier
0835850000001 | 8730 | Winningham Ln | Houston | 77055 |  | 29.78863 | -95.50344 | Non-Lead | Don't Know | Unknown |  | Non-Lead | Between 1989 and 2014 |  | Non-Lead |  |  |  | Single Family Residence |  |  |  | Tier 5 |  |  | Non-Lead | No Tier
1174640000006 | 8922 | Cardwell Dr | Houston | 77055 |  | 29.78717 | -95.50972 | Non-Lead | Don't Know | Unknown |  | Non-Lead | Between 1989 and 2014 |  | Non-Lead |  |  |  | Single Family Residence |  |  |  | Tier 5 |  |  | Non-Lead | No Tier
0805570000320 | 8437 | Cedarbrake Dr | Houston | 77055 |  | 29.79061 | -95.49769 | Non-Lead | Don't Know | Unknown |  | Non-Lead | Between 1989 and 2014 |  | Non-Lead |  |  |  | Single Family Residence |  |  |  | Tier 5 |  |  | Non-Lead | No Tier
0833270000019 | 1314 | Beutel Dr | Houston | 77055 |  | 29.79266 | -95.51138 | Non-Lead | Don't Know | Unknown |  | Non-Lead | Between 1989 and 2014 |  | Non-Lead |  |  |  | Single Family Residence |  |  |  | Tier 5 |  |  | Non-Lead | No Tier
1259850010059 | 45 | N Creekside Ct | Houston | 77055 |  | 29.78749 | -95.49212 | Non-Lead | Don't Know | Unknown |  | Non-Lead | Between 1989 and 2014 |  | Non-Lead |  |  |  | Single Family Residence |  |  |  | Tier 5 |  |  | Non-Lead | No Tier
1259850010046 | 82 | S Creekside Ct | Houston | 77055 |  | 29.78727 | -95.49348 | Non-Lead | Don't Know | Unknown |  | Non-Lead | Between 1989 and 2014 |  | Non-Lead |  |  |  | Single Family Residence |  |  |  | Tier 5 |  |  | Non-Lead | No Tier
0800600000017 | 1246 | Ben Hur Dr | Houston | 77055 |  | 29.79189 | -95.50566 | Non-Lead | Don't Know | Unknown |  | Non-Lead | Between 1989 and 2014 |  | Non-Lead |  |  |  | Single Family Residence |  |  |  | Tier 5 |  |  | Non-Lead | No Tier
1160470010015 | 9 | Woodsborough Cir | Houston | 77055 |  | 29.78749 | -95.49904 | Non-Lead | Don't Know | Unknown |  | Non-Lead | Between 1989 and 2014 |  | Non-Lead |  |  |  | Single Family Residence |  |  |  | Tier 5 |  |  | Non-Lead | No Tier
0925970000002 | 1006 | Ben Hur Dr | Houston | 77055 |  | 29.78545 | -95.50518 | Non-Lead | Don't Know | Unknown |  | Non-Lead | Between 1989 and 2014 |  | Non-Lead |  |  |  | Single Family Residence |  |  |  | Tier 5 |  |  | Non-Lead | No Tier
1052310010003 | 8806 | Echo Valley Dr | Houston | 77055 |  | 29.78588 | -95.50692 | Non-Lead | Don't Know | Unknown |  | Non-Lead | Between 1989 and 2014 |  | Non-Lead |  |  |  | Single Family Residence |  |  |  | Tier 5 |  |  | Non-Lead | No Tier
1174640000005 | 8918 | Cardwell Dr | Houston | 77055 |  | 29.78718 | -95.5094 | Non-Lead | Don't Know | Unknown |  | Non-Lead | Between 1989 and 2014 |  | Non-Lead |  |  |  | Single Family Residence |  |  |  | Tier 5 |  |  | Non-Lead | No Tier
0780330010018 | 8630 | Merlin Dr | Houston | 77055 |  | 29.79228 | -95.50288 | Non-Lead | Don't Know | Unknown |  | Non-Lead | After 2014 |  | Non-Lead |  |  |  | Single Family Residence |  |  |  | Tier 5 |  |  | Non-Lead | No Tier
0833250000010 | 1242 | Mickey Way | Houston | 77055 |  | 29.79169 | -95.51034 | Non-Lead | Don't Know | Unknown |  | Non-Lead | After 2014 |  | Non-Lead |  |  |  | Single Family Residence |  |  |  | Tier 5 |  |  | Non-Lead | No Tier
0780330010012 | 8606 | Merlin Dr | Houston | 77055 |  | 29.79226 | -95.50103 | Non-Lead | Don't Know | Unknown |  | Non-Lead | Between 1989 and 2014 |  | Non-Lead |  |  |  | Single Family Residence |  |  |  | Tier 5 |  |  | Non-Lead | No Tier
1174120000006 | 6 | Parkland Ct | Houston | 77055 |  | 29.78817 | -95.51833 | Non-Lead | Don't Know | Unknown |  | Non-Lead | Between 1989 and 2014 |  | Non-Lead |  |  |  | Single Family Residence |  |  |  | Tier 5 |  |  | Non-Lead | No Tier
0772490030010 | 1019 | Loeser Dr | Houston | 77055 |  | 29.78652 | -95.51201 | Non-Lead | Don't Know | Unknown |  | Non-Lead | Between 1989 and 2014 |  | Non-Lead |  |  |  | Single Family Residence |  |  |  | Tier 5 |  |  | Non-Lead | No Tier
1172840010001 | 1 | Pecan Trail Ln | Houston | 77055 |  | 29.78609 | -95.5142 | Non-Lead | Don't Know | Unknown |  | Non-Lead | Between 1989 and 2014 |  | Non-Lead |  |  |  | Single Family Residence |  |  |  | Tier 5 |  |  | Non-Lead | No Tier
0822740000109 | 8809 | Cedarspur Dr | Houston | 77055 |  | 29.79014 | -95.50437 | Non-Lead | Don't Know | Unknown |  | Non-Lead | Between 1989 and 2014 |  | Non-Lead |  |  |  | Single Family Residence |  |  |  | Tier 5 |  |  | Non-Lead | No Tier
0800550000015 | 8610 | Lupton Ln | Houston | 77055 |  | 29.79313 | -95.50121 | Non-Lead | Don't Know | Unknown |  | Non-Lead - Other | After 2014 | Resident had plumbing replaced in May 2024 | Non-Lead |  |  |  | Single Family Residence |  |  |  | Tier 5 |  |  | Non-Lead | No Tier
1169110000012 | 23 | Inverness Park Way | Houston | 77055 |  | 29.79291 | -95.50992 | Non-Lead | Don't Know | Unknown |  | Non-Lead | Between 1989 and 2014 |  | Non-Lead |  |  |  | Single Family Residence |  |  |  | Tier 5 |  |  | Non-Lead | No Tier
1259850010012 | 30 | N Creekside Ct | Houston | 77055 |  | 29.78777 | -95.49344 | Non-Lead | Don't Know | Unknown |  | Non-Lead | Between 1989 and 2014 |  | Non-Lead |  |  |  | Single Family Residence |  |  |  | Tier 5 |  |  | Non-Lead | No Tier
1169110000009 | 29 | Inverness Park Way | Houston | 77055 |  | 29.79361 | -95.50988 | Non-Lead | Don't Know | Unknown |  | Non-Lead | Between 1989 and 2014 |  | Non-Lead |  |  |  | Single Family Residence |  |  |  | Tier 5 |  |  | Non-Lead | No Tier
0805490000220 | 1316 | Neeley Dr | Houston | 77055 |  | 29.79233 | -95.4992 | Non-Lead | Don't Know | Unknown |  | Non-Lead | Between 1989 and 2014 |  | Non-Lead |  |  |  | Single Family Residence |  |  |  | Tier 5 |  |  | Non-Lead | No Tier
0440340020091 | 9219 | Hilldale St. | Houston | 77055 |  | 29.78769 | -95.51937 | Non-Lead | Don't Know | Unknown |  | Non-Lead | After 2014 |  | Non-Lead |  |  |  | Single Family Residence |  |  |  | Tier 5 |  |  | Non-Lead | No Tier
0833270000022 | 1302 | Beutel Dr | Houston | 77055 |  | 29.79199 | -95.51139 | Non-Lead | Don't Know | Unknown |  | Non-Lead | Between 1989 and 2014 |  | Non-Lead |  |  |  | Single Family Residence |  |  |  | Tier 5 |  |  | Non-Lead | No Tier
0800630000042 | 1246 | Caudle Dr | Houston | 77055 |  | 29.79203 | -95.50464 | Non-Lead | Don't Know | Unknown |  | Non-Lead | After 2014 |  | Non-Lead |  |  |  | Single Family Residence |  |  |  | Tier 5 |  |  | Non-Lead | No Tier
1160470010022 | 12 | Woodsborough Cir | Houston | 77055 |  | 29.78793 | -95.49928 | Non-Lead | Don't Know | Unknown |  | Non-Lead | Between 1989 and 2014 |  | Non-Lead |  |  |  | Single Family Residence |  |  |  | Tier 5 |  |  | Non-Lead | No Tier
1171520010015 | 8822 | Heather Cir | Houston | 77055 |  | 29.78838 | -95.5075 | Non-Lead | Don't Know | Unknown |  | Non-Lead | After 2014 |  | Non-Lead |  |  |  | Single Family Residence |  |  |  | Tier 5 |  |  | Non-Lead | No Tier
0761470010008 | 9010 | Elizabeth Rd | Houston | 77055 |  | 29.79122 | -95.51157 | Non-Lead | Don't Know | Unknown |  | Non-Lead | After 2014 |  | Non-Lead |  |  |  | Single Family Residence |  |  |  | Tier 5 |  |  | Non-Lead | No Tier
0925950000008 | 8827 | Winningham Ln | Houston | 77055 |  | 29.7883 | -95.50537 | Non-Lead | Don't Know | Unknown |  | Non-Lead | After 2014 |  | Non-Lead |  |  |  | Single Family Residence |  |  |  | Tier 5 |  |  | Non-Lead | No Tier
0791300080148 | 8428 | Lofland Dr | Houston | 77055 |  | 29.79532 | -95.49879 | Non-Lead | Don't Know | Unknown |  | Non-Lead | Between 1989 and 2014 |  | Non-Lead |  |  |  | Single Family Residence |  |  |  | Tier 5 |  |  | Non-Lead | No Tier
1302550010003 | 3 | Burkhart Forest Ct | Houston | 77055 |  | 29.79017 | -95.49561 | Non-Lead | Don't Know | Unknown |  | Non-Lead | Between 1989 and 2014 |  | Non-Lead |  |  |  | Single Family Residence |  |  |  | Tier 5 |  |  | Non-Lead | No Tier
0780330020008 | 8627 | Merlin Dr | Houston | 77055 |  | 29.79184 | -95.50287 | Non-Lead | Don't Know | Unknown |  | Non-Lead - Plastic | Between 1989 and 2014 | Resident updated plumbing service line in 2007 | Non-Lead |  |  |  | Single Family Residence |  |  |  | Tier 5 |  |  | Non-Lead | No Tier
1112290000005 | 8845 | Cavell St | Houston | 77055 |  | 29.78618 | -95.50697 | Non-Lead | Don't Know | Unknown |  | Non-Lead | Between 1989 and 2014 |  | Non-Lead |  |  |  | Single Family Residence |  |  |  | Tier 5 |  |  | Non-Lead | No Tier
1174640000001 | 8906 | Cardwell Dr | Houston | 77055 |  | 29.78719 | -95.50844 | Non-Lead | Don't Know | Unknown |  | Non-Lead | Between 1989 and 2014 |  | Non-Lead |  |  |  | Single Family Residence |  |  |  | Tier 5 |  |  | Non-Lead | No Tier
0975250000013 | 1222 | Voss Rd | Houston | 77055 |  | 29.79132 | -95.50338 | Non-Lead | Don't Know | Unknown |  | Non-Lead | Between 1989 and 2014 |  | Non-Lead |  |  |  | Single Family Residence |  |  |  | Tier 5 |  |  | Non-Lead | No Tier
0800590000009 | 1301 | Ben Hur Dr | Houston | 77055 |  | 29.79213 | -95.50623 | Non-Lead | Don't Know | Unknown |  | Non-Lead | Between 1989 and 2014 |  | Non-Lead |  |  |  | Single Family Residence |  |  |  | Tier 5 |  |  | Non-Lead | No Tier
1174640000002 | 8908 | Cardwell Dr | Houston | 77055 |  | 29.78719 | -95.50868 | Non-Lead | Don't Know | Unknown |  | Non-Lead | Between 1989 and 2014 |  | Non-Lead |  |  |  | Single Family Residence |  |  |  | Tier 5 |  |  | Non-Lead | No Tier
1174640000007 | 8926 | Cardwell Dr | Houston | 77055 |  | 29.78721 | -95.50992 | Non-Lead | Don't Know | Unknown |  | Non-Lead | Between 1989 and 2014 |  | Non-Lead |  |  |  | Single Family Residence |  |  |  | Tier 5 |  |  | Non-Lead | No Tier
1169110000005 | 32 | Inverness Park Way | Houston | 77055 |  | 29.79401 | -95.50929 | Non-Lead | Don't Know | Unknown |  | Non-Lead | Between 1989 and 2014 |  | Non-Lead |  |  |  | Single Family Residence |  |  |  | Tier 5 |  |  | Non-Lead | No Tier
0810630000006 | 1034 | Teresa Dr | Houston | 77055 |  | 29.78711 | -95.50511 | Non-Lead | Don't Know | Unknown |  | Non-Lead | After 2014 |  | Non-Lead |  |  |  | Single Family Residence |  |  |  | Tier 5 |  |  | Non-Lead | No Tier
1259850010041 | 27 | N Creekside Ct | Houston | 77055 |  | 29.78748 | -95.49378 | Non-Lead | Don't Know | Unknown |  | Non-Lead | Between 1989 and 2014 |  | Non-Lead |  |  |  | Single Family Residence |  |  |  | Tier 5 |  |  | Non-Lead | No Tier
0925970000006 | 1022 | Ben Hur Dr | Houston | 77055 |  | 29.78627 | -95.50519 | Non-Lead | Don't Know | Unknown |  | Non-Lead | After 2014 |  | Non-Lead |  |  |  | Single Family Residence |  |  |  | Tier 5 |  |  | Non-Lead | No Tier
0440340020066 | 8514 | Burkhart Rd | Houston | 77055 |  | 29.78999 | -95.49954 | Non-Lead | Don't Know | Unknown | (CIP 2024) Service Line Replacement | Non-Lead | Between 1989 and 2014 |  | Non-Lead |  |  |  | Single Family Residence |  |  |  | Tier 1 |  |  | Lead | No Tier
0924680000012 | 8713 | Cedarspur Dr | Houston | 77055 |  | 29.78992 | -95.50255 | Non-Lead | Don't Know | Unknown |  | Non-Lead | After 2014 |  | Non-Lead |  |  |  | Single Family Residence |  |  |  | Tier 5 |  |  | Non-Lead | No Tier
0822740000112 | 8802 | Burkhart Rd | Houston | 77055 |  | 29.78982 | -95.50391 | Non-Lead | Don't Know | Unknown |  | Non-Lead | Between 1989 and 2014 |  | Non-Lead |  |  |  | Single Family Residence |  |  |  | Tier 5 |  |  | Non-Lead | No Tier
1453100010001 | 8421 | Burkhart Rd | Houston | 77055 |  | 29.78903 | -95.49776 | Non-Lead - Other | Don't Know | After 2014 | (CIP 2025) Service Line Replacement | Non-Lead | After 2014 |  | Non-Lead |  |  |  | Single Family Residence |  |  |  | Tier 1 |  |  | Non-Lead | No Tier
0800540000011 | 8605 | Lupton Ln | Houston | 77055 |  | 29.7926 | -95.50094 | Non-Lead | Don't Know | Unknown |  | Non-Lead | Between 1989 and 2014 |  | Non-Lead |  |  |  | Single Family Residence |  |  |  | Tier 5 |  |  | Non-Lead | No Tier
1259850010023 | 54 | N Creekside Ct | Houston | 77055 |  | 29.78753 | -95.49111 | Non-Lead | Don't Know | Unknown |  | Non-Lead | Between 1989 and 2014 |  | Non-Lead |  |  |  | Single Family Residence |  |  |  | Tier 5 |  |  | Non-Lead | No Tier
0805580000341 | 1307 | Krist Dr | Houston | 77055 |  | 29.79154 | -95.49325 | Non-Lead | Don't Know | Unknown |  | Non-Lead | After 2014 |  | Non-Lead |  |  |  | Single Family Residence |  |  |  | Tier 5 |  |  | Non-Lead | No Tier
0833240000004 | 1324 | Mickey Way | Houston | 77055 |  | 29.79333 | -95.51027 | Non-Lead | Don't Know | Unknown |  | Non-Lead | Between 1989 and 2014 |  | Non-Lead |  |  |  | Single Family Residence |  |  |  | Tier 5 |  |  | Non-Lead | No Tier
0805500000228 | 8440 | Merlin Dr | Houston | 77055 |  | 29.79232 | -95.49794 | Non-Lead | Don't Know | Unknown |  | Non-Lead | After 2014 |  | Non-Lead |  |  |  | Single Family Residence |  |  |  | Tier 5 |  |  | Non-Lead | No Tier
0761470020019 | 9009 | Randy Dr | Houston | 77055 |  | 29.7898 | -95.51143 | Non-Lead | Don't Know | Unknown |  | Non-Lead | After 2014 |  | Non-Lead |  |  |  | Single Family Residence |  |  |  | Tier 5 |  |  | Non-Lead | No Tier
0833260000012 | 9001 | Larston St | Houston | 77055 |  | 29.79156 | -95.51089 | Non-Lead | Don't Know | Unknown |  | Non-Lead | Between 1989 and 2014 |  | Non-Lead |  |  |  | Single Family Residence |  |  |  | Tier 5 |  |  | Non-Lead | No Tier
0830790000002 | 8905 | Croes Dr | Houston | 77055 |  | 29.78922 | -95.50872 | Non-Lead | Don't Know | Unknown |  | Non-Lead | After 2014 |  | Non-Lead |  |  |  | Single Family Residence |  |  |  | Tier 5 |  |  | Non-Lead | No Tier
0833240000008 | 1308 | Mickey Way | Houston | 77055 |  | 29.7924 | -95.51034 | Non-Lead | Don't Know | Unknown |  | Non-Lead | Between 1989 and 2014 |  | Non-Lead |  |  |  | Single Family Residence |  |  |  | Tier 5 |  |  | Non-Lead | No Tier
0925970000007 | 1026 | Ben Hur Dr | Houston | 77055 |  | 29.78649 | -95.5052 | Non-Lead | Don't Know | Unknown |  | Non-Lead | After 2014 |  | Non-Lead |  |  |  | Single Family Residence |  |  |  | Tier 5 |  |  | Non-Lead | No Tier
0925950000011 | 1106 | Ben Hur Dr | Houston | 77055 |  | 29.78749 | -95.50522 | Non-Lead | Don't Know | Unknown |  | Non-Lead | After 2014 |  | Non-Lead |  |  |  | Single Family Residence |  |  |  | Tier 5 |  |  | Non-Lead | No Tier
0731590000023 | 9220 | Hilldale St. | Houston | 77055 |  | 29.78842 | -95.51934 | Non-Lead | Don't Know | Unknown |  | Non-Lead | Between 1989 and 2014 |  | Non-Lead |  |  |  | Single Family Residence |  |  |  | Tier 5 |  |  | Non-Lead | No Tier
0772490020014 | 1109 | Lone Star Dr | Houston | 77055 |  | 29.78756 | -95.51304 | Non-Lead | Don't Know | Unknown |  | Non-Lead | After 2014 |  | Non-Lead |  |  |  | Single Family Residence |  |  |  | Tier 5 |  |  | Non-Lead | No Tier
1259850010048 | 84 | S Creekside Ct | Houston | 77055 |  | 29.78727 | -95.49333 | Non-Lead | Don't Know | Unknown |  | Non-Lead | Between 1989 and 2014 |  | Non-Lead |  |  |  | Single Family Residence |  |  |  | Tier 5 |  |  | Non-Lead | No Tier
0925960000007 | 8831 | Cavell Ct. | Houston | 77055 |  | 29.7858 | -95.5062 | Non-Lead | Don't Know | Unknown |  | Non-Lead | Between 1989 and 2014 |  | Non-Lead |  |  |  | Single Family Residence |  |  |  | Tier 5 |  |  | Non-Lead | No Tier
1168960010004 | 8517 | Burkhart Rd | Houston | 77055 |  | 29.78901 | -95.49947 | Non-Lead | Don't Know | Unknown | (CIP 2024) Service Line Replacement | Non-Lead | After 2014 |  | Non-Lead |  |  |  | Single Family Residence |  |  |  | Tier 1 |  |  | Lead | No Tier
0810330000060 | 1430 | Cedarbrook Dr | Houston | 77055 |  | 29.79607 | -95.50605 | Non-Lead | Don't Know | Unknown |  | Non-Lead | Between 1989 and 2014 |  | Non-Lead |  |  |  | Single Family Residence |  |  |  | Tier 5 |  |  | Non-Lead | No Tier
0805570000322 | 8425 | Cedarbrake Dr | Houston | 77055 |  | 29.79061 | -95.49721 | Non-Lead | Don't Know | Unknown |  | Non-Lead | Between 1989 and 2014 |  | Non-Lead |  |  |  | Single Family Residence |  |  |  | Tier 5 |  |  | Non-Lead | No Tier
1052310010004 | 8802 | Echo Valley Dr | Houston | 77055 |  | 29.78586 | -95.50658 | Non-Lead | Don't Know | Unknown |  | Non-Lead | Between 1989 and 2014 |  | Non-Lead |  |  |  | Single Family Residence |  |  |  | Tier 5 |  |  | Non-Lead | No Tier
0805600000363 | 1302 | Krist Dr | Houston | 77055 |  | 29.79134 | -95.4925 | Non-Lead | Don't Know | Unknown |  | Non-Lead | Between 1989 and 2014 |  | Non-Lead |  |  |  | Single Family Residence |  |  |  | Tier 5 |  |  | Non-Lead | No Tier
1171520010011 | 8823 | Heather Cir | Houston | 77055 |  | 29.78781 | -95.50744 | Non-Lead | Don't Know | Unknown |  | Non-Lead | Between 1989 and 2014 |  | Non-Lead |  |  |  | Single Family Residence |  |  |  | Tier 5 |  |  | Non-Lead | No Tier
0810630000011 | 1030 | Teresa Dr | Houston | 77055 |  | 29.78674 | -95.50422 | Non-Lead | Don't Know | Unknown |  | Non-Lead | After 2014 |  | Non-Lead |  |  |  | Single Family Residence |  |  |  | Tier 5 |  |  | Non-Lead | No Tier
1361860010001 | 1001 | Katy Freeway | Spring Valley Village | 77055 |  | 29.785406723192423 | -95.51472677768426 | Non-Lead | Don't Know | Unknown |  | Non-Lead | After 2014 |  | Non-Lead |  |  |  | Building |  |  |  | Tier 5 |  |  | Non-Lead | No Tier
1100290000011 | 8317 | Winningham Ln | Houston | 77055 |  | 29.78808 | -95.49277 | Non-Lead - Other | Yes | After 2014 | Replaced November 2024 as a part of CIP project | Non-Lead - Plastic | Between 1989 and 2014 | resident confirmed plumbing is PVC | Non-Lead |  |  |  | Single Family Residence |  |  |  | Tier 1 |  |  | Non-Lead | No Tier
1289170020006 | 3 | Windsor Pl | Houston | 77055 |  | 29.79383 | -95.51229 | Non-Lead | Don't Know | Unknown |  | Non-Lead | Between 1989 and 2014 |  | Non-Lead |  |  |  | Single Family Residence |  |  |  | Tier 5 |  |  | Non-Lead | No Tier
0800630000043 | 1242 | Caudle Dr | Houston | 77055 |  | 29.79178 | -95.50468 | Non-Lead | Don't Know | Unknown |  | Non-Lead | Between 1989 and 2014 |  | Non-Lead |  |  |  | Single Family Residence |  |  |  | Tier 5 |  |  | Non-Lead | No Tier
0791300100179 | 5 | Cam Ct | Houston | 77055 |  | 29.79401 | -95.49672 | Non-Lead | Don't Know | Unknown |  | Non-Lead - Plastic | Between 1989 and 2014 | Resident confirmed to city plumbing was replaced in 2009 | Non-Lead |  |  |  | Single Family Residence |  |  |  | Tier 5 |  |  | Non-Lead | No Tier
1224840010006 | 8830 | Inverness Park Way | Houston | 77055 |  | 29.79283 | -95.50683 | Non-Lead | Don't Know | Unknown |  | Non-Lead | Between 1989 and 2014 |  | Non-Lead |  |  |  | Single Family Residence |  |  |  | Tier 5 |  |  | Non-Lead | No Tier
1185630010001 | 1202 | Bingle Rd | Houston | 77055 |  | 29.79017 | -95.50004 | Non-Lead | Don't Know | Unknown |  | Non-Lead | Between 1989 and 2014 |  | Non-Lead |  |  |  | Single Family Residence |  |  |  | Tier 5 |  |  | Non-Lead | No Tier
1174640000012 | 8911 | Cardwell Dr | Houston | 77055 |  | 29.78768 | -95.50897 | Non-Lead | Don't Know | Unknown |  | Non-Lead | Between 1989 and 2014 |  | Non-Lead |  |  |  | Single Family Residence |  |  |  | Tier 5 |  |  | Non-Lead | No Tier
0925950000017 | 1127 | Ben Hur Dr | Houston | 77055 |  | 29.78786 | -95.50622 | Non-Lead | Don't Know | Unknown |  | Non-Lead | Between 1989 and 2014 |  | Non-Lead |  |  |  | Single Family Residence |  |  |  | Tier 5 |  |  | Non-Lead | No Tier
0772490030005 | 1102 | Lone Star Dr | Houston | 77055 |  | 29.78699 | -95.51234 | Non-Lead | Don't Know | Unknown |  | Non-Lead | After 2014 |  | Non-Lead |  |  |  | Single Family Residence |  |  |  | Tier 5 |  |  | Non-Lead | No Tier
0800560000017 | 8702 | Westview Dr | Houston | 77055 |  | 29.79417 | -95.50234 | Non-Lead - Other | Don't Know | Unknown |  | Non-Lead | After 2014 |  | Non-Lead |  |  |  | Single Family Residence |  |  |  | Tier 1 |  |  | Non-Lead | No Tier
0731590000027 | 9166 | Cardwell Dr | Houston | 77055 |  | 29.78752 | -95.51784 | Non-Lead | Don't Know | Unknown |  | Non-Lead | Between 1989 and 2014 |  | Non-Lead |  |  |  | Single Family Residence |  |  |  | Tier 5 |  |  | Non-Lead | No Tier
1209480020010 | 1106 | Joshua Ln | Houston | 77055 |  | 30.00825 | -95.41157 | Non-Lead | Don't Know | Unknown |  | Non-Lead | Between 1989 and 2014 |  | Non-Lead |  |  |  | Single Family Residence |  |  |  | Tier 5 |  |  | Non-Lead | No Tier
0822730000088 | 8821 | Cedarbrake Dr | Houston | 77055 |  | 29.79095 | -95.5054 | Non-Lead | Don't Know | Unknown |  | Non-Lead | Between 1989 and 2014 |  | Non-Lead |  |  |  | Single Family Residence |  |  |  | Tier 5 |  |  | Non-Lead | No Tier
0831210000003 | 8942 | Croes Dr | Houston | 77055 |  | 29.7912 | -95.50928 | Non-Lead | Don't Know | Unknown |  | Non-Lead | Between 1989 and 2014 |  | Non-Lead |  |  |  | Single Family Residence |  |  |  | Tier 5 |  |  | Non-Lead | No Tier
1172840010005 | 16 | Pecan Trail Ln | Houston | 77055 |  | 29.7861 | -95.51556 | Non-Lead | Don't Know | Unknown |  | Non-Lead | Between 1989 and 2014 |  | Non-Lead |  |  |  | Single Family Residence |  |  |  | Tier 5 |  |  | Non-Lead | No Tier
1185630010002 | 8518 | Burkhart Rd | Houston | 77055 |  | 29.78972 | -95.49988 | Non-Lead | Don't Know | Unknown | (CIP 2024) Service Line Replacement | Non-Lead | Between 1989 and 2014 |  | Non-Lead |  |  |  | Single Family Residence |  |  |  | Tier 1 |  |  | Lead | No Tier
1259850010015 | 36 | N Creekside Ct | Houston | 77055 |  | 29.78777 | -95.49278 | Non-Lead | Don't Know | Unknown |  | Non-Lead | Between 1989 and 2014 |  | Non-Lead |  |  |  | Single Family Residence |  |  |  | Tier 5 |  |  | Non-Lead | No Tier
1160470010017 | 15 | Woodsborough Cir | Houston | 77055 |  | 29.78745 | -95.49965 | Non-Lead | Don't Know | Unknown |  | Non-Lead | Between 1989 and 2014 |  | Non-Lead |  |  |  | Single Family Residence |  |  |  | Tier 5 |  |  | Non-Lead | No Tier
0772490010010 | 9010 | Bace Dr | Houston | 77055 |  | 29.7887 | -95.51105 | Non-Lead | Don't Know | Unknown |  | Non-Lead | After 2014 |  | Non-Lead |  |  |  | Single Family Residence |  |  |  | Tier 5 |  |  | Non-Lead | No Tier
1373380000004 | 8871 | Butcher Ct | Houston | 77055 |  | 29.79354 | -95.50896 | Non-Lead | Don't Know | Unknown |  | Non-Lead | After 2014 |  | Non-Lead |  |  |  | Single Family Residence |  |  |  | Tier 5 |  |  | Non-Lead | No Tier
1160470010002 | 2 | Woodsborough Cir | Houston | 77055 |  | 29.78661 | -95.49873 | Non-Lead | Don't Know | Unknown |  | Non-Lead | Between 1989 and 2014 |  | Non-Lead |  |  |  | Single Family Residence |  |  |  | Tier 5 |  |  | Non-Lead | No Tier
0761470010011 | 9002 | Elizabeth Rd | Houston | 77055 |  | 29.79121 | -95.51109 | Non-Lead | Don't Know | Unknown |  | Non-Lead | Between 1989 and 2014 |  | Non-Lead |  |  |  | Single Family Residence |  |  |  | Tier 5 |  |  | Non-Lead | No Tier
1259850010002 | 4 | N Creekside Ct | Houston | 77055 |  | 29.78746 | -95.49533 | Non-Lead | Don't Know | Unknown |  | Non-Lead | Between 1989 and 2014 |  | Non-Lead |  |  |  | Single Family Residence |  |  |  | Tier 5 |  |  | Non-Lead | No Tier
0810370000078 | 1409 | Bracher St. | Houston | 77055 |  | 29.7946 | -95.50446 | Non-Lead | Don't Know | Unknown |  | Non-Lead | Between 1989 and 2014 |  | Non-Lead |  |  |  | Single Family Residence |  |  |  | Tier 5 |  |  | Non-Lead | No Tier
1319200010002 | 1108 | Bade St | Houston | 77055 |  | 29.78656 | -95.5178 | Non-Lead | Don't Know | Unknown |  | Non-Lead | Between 1989 and 2014 |  | Non-Lead |  |  |  | Single Family Residence |  |  |  | Tier 5 |  |  | Non-Lead | No Tier
1259850010049 | 35 | N Creekside Ct | Houston | 77055 |  | 29.78748 | -95.49318 | Non-Lead | Don't Know | Unknown |  | Non-Lead | Between 1989 and 2014 |  | Non-Lead |  |  |  | Single Family Residence |  |  |  | Tier 5 |  |  | Non-Lead | No Tier
1209480020013 | 1118 | Joshua Ln | Houston | 77055 |  | 30.0085 | -95.41117 | Non-Lead | Don't Know | Unknown |  | Non-Lead | Between 1989 and 2014 |  | Non-Lead |  |  |  | Single Family Residence |  |  |  | Tier 5 |  |  | Non-Lead | No Tier
1259850010013 | 32 | N Creekside Ct | Houston | 77055 |  | 29.78777 | -95.49322 | Non-Lead | Don't Know | Unknown |  | Non-Lead | Between 1989 and 2014 |  | Non-Lead |  |  |  | Single Family Residence |  |  |  | Tier 5 |  |  | Non-Lead | No Tier
0761470020041 | 9003 | Randy Dr | Houston | 77055 |  | 29.78967 | -95.51056 | Non-Lead | Don't Know | Unknown |  | Non-Lead | Between 1989 and 2014 |  | Non-Lead |  |  |  | Single Family Residence |  |  |  | Tier 5 |  |  | Non-Lead | No Tier
0810320000056 | 1413 | Cedarbrook Dr | Houston | 77055 |  | 29.79487 | -95.50581 | Non-Lead | Don't Know | Unknown |  | Non-Lead | Between 1989 and 2014 |  | Non-Lead |  |  |  | Single Family Residence |  |  |  | Tier 5 |  |  | Non-Lead | No Tier
0925950000021 | 8826 | Cardwell Dr | Houston | 77055 |  | 29.78738 | -95.50595 | Non-Lead | Don't Know | Unknown |  | Non-Lead | After 2014 |  | Non-Lead |  |  |  | Single Family Residence |  |  |  | Tier 5 |  |  | Non-Lead | No Tier
1259850010017 | 42 | N Creekside Ct | Houston | 77055 |  | 29.78777 | -95.49232 | Non-Lead | Don't Know | Unknown |  | Non-Lead | Between 1989 and 2014 |  | Non-Lead |  |  |  | Single Family Residence |  |  |  | Tier 5 |  |  | Non-Lead | No Tier
0731590040002 | 9215 | Hilldale St. | Houston | 77055 |  | 29.78769 | -95.51926 | Non-Lead | Don't Know | Unknown |  | Non-Lead | After 2014 |  | Non-Lead |  |  |  | Single Family Residence |  |  |  | Tier 5 |  |  | Non-Lead | No Tier
1259850010014 | 34 | N Creekside Ct | Houston | 77055 |  | 29.78777 | -95.493 | Non-Lead | Don't Know | Unknown |  | Non-Lead | Between 1989 and 2014 |  | Non-Lead |  |  |  | Single Family Residence |  |  |  | Tier 5 |  |  | Non-Lead | No Tier
0660530000014 | 1322 | Fries Rd | Houston | 77055 |  | 29.79231 | -95.50772 | Non-Lead | Don't Know | Unknown |  | Non-Lead | After 2014 |  | Non-Lead |  |  |  | Single Family Residence |  |  |  | Tier 5 |  |  | Non-Lead | No Tier
1259850010008 | 18 | N Creekside Ct | Houston | 77055 |  | 29.78776 | -95.49432 | Non-Lead | Don't Know | Unknown |  | Non-Lead | Between 1989 and 2014 |  | Non-Lead |  |  |  | Single Family Residence |  |  |  | Tier 5 |  |  | Non-Lead | No Tier
0830800000014 | 8930 | Croes Dr | Houston | 77055 |  | 29.79055 | -95.50932 | Non-Lead | Don't Know | Unknown |  | Non-Lead | Between 1989 and 2014 |  | Non-Lead |  |  |  | Single Family Residence |  |  |  | Tier 5 |  |  | Non-Lead | No Tier
1168270000009 | 11 | Inverness Park Way | Houston | 77055 |  | 29.79251 | -95.50826 | Non-Lead | Don't Know | Unknown |  | Non-Lead | Between 1989 and 2014 |  | Non-Lead |  |  |  | Single Family Residence |  |  |  | Tier 5 |  |  | Non-Lead | No Tier
1209480020006 | 1111 | Joshua Ln | Houston | 77055 |  | 30.0087 | -95.41173 | Non-Lead | Don't Know | Unknown |  | Non-Lead | Between 1989 and 2014 |  | Non-Lead |  |  |  | Single Family Residence |  |  |  | Tier 5 |  |  | Non-Lead | No Tier
0800600000016 | 1302 | Ben Hur Dr | Houston | 77055 |  | 29.79213 | -95.50567 | Non-Lead | Don't Know | Unknown |  | Non-Lead | After 2014 |  | Non-Lead |  |  |  | Single Family Residence |  |  |  | Tier 5 |  |  | Non-Lead | No Tier
0805540000277 | 1320 | Pech Rd | Houston | 77055 |  | 29.79284 | -95.49522 | Non-Lead | Don't Know | Unknown |  | Non-Lead | After 2014 |  | Non-Lead |  |  |  | Single Family Residence |  |  |  | Tier 5 |  |  | Non-Lead | No Tier
0925970000003 | 1010 | Ben Hur Dr | Houston | 77055 |  | 29.78565 | -95.50519 | Non-Lead | Don't Know | Unknown |  | Non-Lead | Between 1989 and 2014 |  | Non-Lead |  |  |  | Single Family Residence |  |  |  | Tier 5 |  |  | Non-Lead | No Tier
0822740000118 | 8826 | Burkhart Rd | Houston | 77055 |  | 29.78979 | -95.50525 | Non-Lead | Don't Know | Unknown |  | Non-Lead | Between 1989 and 2014 |  | Non-Lead |  |  |  | Single Family Residence |  |  |  | Tier 5 |  |  | Non-Lead | No Tier
0810310000051 | 8818 | Westview Dr | Houston | 77055 |  | 29.79456 | -95.50612 | Non-Lead | Don't Know | Unknown |  | Non-Lead | After 2014 |  | Non-Lead |  |  |  | Single Family Residence |  |  |  | Tier 5 |  |  | Non-Lead | No Tier
0833240000007 | 1312 | Mickey Way | Houston | 77055 |  | 29.79263 | -95.51034 | Non-Lead | Don't Know | Unknown |  | Non-Lead | Between 1989 and 2014 |  | Non-Lead |  |  |  | Single Family Residence |  |  |  | Tier 5 |  |  | Non-Lead | No Tier
1160470010021 | 14 | Woodsborough Cir | Houston | 77055 |  | 29.78793 | -95.49955 | Non-Lead | Don't Know | Unknown |  | Non-Lead | Between 1989 and 2014 |  | Non-Lead |  |  |  | Single Family Residence |  |  |  | Tier 5 |  |  | Non-Lead | No Tier
0761470040031 | 9013 | Elizabeth Rd | Houston | 77055 |  | 29.79068 | -95.51186 | Non-Lead | Don't Know | Unknown |  | Non-Lead | After 2014 |  | Non-Lead |  |  |  | Single Family Residence |  |  |  | Tier 5 |  |  | Non-Lead | No Tier
1209480020003 | 1123 | Joshua Ln | Houston | 77055 |  | 30.00896 | -95.41131 | Non-Lead | Don't Know | Unknown |  | Non-Lead | Between 1989 and 2014 |  | Non-Lead |  |  |  | Single Family Residence |  |  |  | Tier 5 |  |  | Non-Lead | No Tier
0803040000010 | 8918 | Bace Dr | Houston | 77055 |  | 29.78844 | -95.50942 | Non-Lead | Don't Know | Unknown |  | Non-Lead | Between 1989 and 2014 |  | Non-Lead |  |  |  | Single Family Residence |  |  |  | Tier 5 |  |  | Non-Lead | No Tier
1157540000001 | 1426 | Bingle Rd | Houston | 77055 |  | 29.79506 | -95.50004 | Non-Lead | Don't Know | Unknown |  | Non-Lead | Between 1989 and 2014 |  | Non-Lead |  |  |  | Single Family Residence |  |  |  | Tier 5 |  |  | Non-Lead | No Tier
1259850010055 | 41 | N Creekside Ct | Houston | 77055 |  | 29.78749 | -95.49243 | Non-Lead | Don't Know | Unknown |  | Non-Lead | Between 1989 and 2014 |  | Non-Lead |  |  |  | Single Family Residence |  |  |  | Tier 5 |  |  | Non-Lead | No Tier
0761470020014 | 1226 | Mickey Way | Houston | 77055 |  | 29.79055 | -95.51034 | Non-Lead | Don't Know | Unknown |  | Non-Lead | Between 1989 and 2014 |  | Non-Lead |  |  |  | Single Family Residence |  |  |  | Tier 5 |  |  | Non-Lead | No Tier
1174120000003 | 3 | Parkland Ct | Houston | 77055 |  | 29.78863 | -95.51885 | Non-Lead | Don't Know | Unknown |  | Non-Lead | Between 1989 and 2014 |  | Non-Lead |  |  |  | Single Family Residence |  |  |  | Tier 5 |  |  | Non-Lead | No Tier
1171850010002 | 8403 | Burkhart Rd | Houston | 77055 |  | 29.78919 | -95.49626 | Non-Lead - Other | Don't Know | After 2014 | (CIP 2025) Service Line Replacement | Non-Lead | Between 1989 and 2014 |  | Non-Lead |  |  |  | Single Family Residence |  |  |  | Tier 1 |  |  | Non-Lead | No Tier
1265430010001 | 8337 | Burkhart Rd | Houston | 77055 |  | 29.78902 | -95.49563 | Non-Lead - Other | Don't Know | After 2014 | (CIP 2025) Service Line Replacement | Non-Lead | Between 1989 and 2014 |  | Non-Lead |  |  |  | Single Family Residence |  |  |  | Tier 1 |  |  | Non-Lead | No Tier
0833250000011 | 1238 | Mickey Way | Houston | 77055 |  | 29.7915 | -95.51034 | Non-Lead | Don't Know | Unknown |  | Non-Lead | After 2014 |  | Non-Lead |  |  |  | Single Family Residence |  |  |  | Tier 5 |  |  | Non-Lead | No Tier
1259850010016 | 38 | N Creekside Ct | Houston | 77055 |  | 29.78777 | -95.49256 | Non-Lead | Don't Know | Unknown |  | Non-Lead | Between 1989 and 2014 |  | Non-Lead |  |  |  | Single Family Residence |  |  |  | Tier 5 |  |  | Non-Lead | No Tier
0835850000011 | 8711 | Winningham Ln | Houston | 77055 |  | 29.7881 | -95.50218 | Non-Lead | Don't Know | Unknown |  | Non-Lead | After 2014 |  | Non-Lead |  |  |  | Single Family Residence |  |  |  | Tier 5 |  |  | Non-Lead | No Tier
0731590010011 | 9186 | Katy Freeway | Spring Valley Village | 77055 |  | 29.785291215008286 | -95.51717508381914 | Non-Lead | Don't Know | Unknown |  | Non-Lead | Between 1989 and 2014 |  | Non-Lead |  |  |  | Building |  |  |  | Tier 5 |  |  | Non-Lead | No Tier
1259850010054 | 90 | S Creekside Ct | Houston | 77055 |  | 29.78729 | -95.49258 | Non-Lead | Don't Know | Unknown |  | Non-Lead | Between 1989 and 2014 |  | Non-Lead |  |  |  | Single Family Residence |  |  |  | Tier 5 |  |  | Non-Lead | No Tier
1289170010004 | 30 | Windsor Ct | Houston | 77055 |  | 29.79334 | -95.51296 | Non-Lead | Don't Know | Unknown |  | Non-Lead | Between 1989 and 2014 |  | Non-Lead |  |  |  | Single Family Residence |  |  |  | Tier 5 |  |  | Non-Lead | No Tier
1209480020009 | 1102 | Joshua Ln | Houston | 77055 |  | 30.00814 | -95.41178 | Non-Lead | Don't Know | Unknown |  | Non-Lead | Between 1989 and 2014 |  | Non-Lead |  |  |  | Single Family Residence |  |  |  | Tier 5 |  |  | Non-Lead | No Tier
0805490000224 | 1321 | Modiste St | Houston | 77055 |  | 29.79279 | -95.49874 | Non-Lead | Don't Know | Unknown |  | Non-Lead | After 2014 |  | Non-Lead |  |  |  | Single Family Residence |  |  |  | Tier 5 |  |  | Non-Lead | No Tier
1267930010003 | 8412 | Katy Freeway | Spring Valley Village | 77024 |  | 29.78514072321343 | -95.49308274271574 | Non-Lead | Don't Know | Unknown |  | Non-Lead | Between 1989 and 2014 |  | Non-Lead |  |  |  | Building |  |  |  | Tier 5 |  |  | Non-Lead | No Tier
1259850010010 | 24 | N Creekside Ct | Houston | 77055 |  | 29.78777 | -95.49388 | Non-Lead | Don't Know | Unknown |  | Non-Lead | Between 1989 and 2014 |  | Non-Lead |  |  |  | Single Family Residence |  |  |  | Tier 5 |  |  | Non-Lead | No Tier
1173090000008 | 9 | Martin Ct | Houston | 77055 |  | 29.78704 | -95.51975 | Non-Lead | Don't Know | Unknown |  | Non-Lead | Between 1989 and 2014 |  | Non-Lead |  |  |  | Single Family Residence |  |  |  | Tier 5 |  |  | Non-Lead | No Tier
0943260000007 | 8723 | Green Valley Dr | Houston | 77055 |  | 29.78714 | -95.5034 | Non-Lead | Don't Know | Unknown |  | Non-Lead | After 2014 |  | Non-Lead |  |  |  | Single Family Residence |  |  |  | Tier 5 |  |  | Non-Lead | No Tier
0841220000002 | 8873 | Cardwell Dr | Houston | 77055 |  | 29.78698 | -95.50773 | Non-Lead | Don't Know | Unknown |  | Non-Lead | Between 1989 and 2014 |  | Non-Lead |  |  |  | Single Family Residence |  |  |  | Tier 5 |  |  | Non-Lead | No Tier
1373380000005 | 8867 | Butcher Ct | Houston | 77055 |  | 29.79338 | -95.50878 | Non-Lead | Don't Know | Unknown |  | Non-Lead | After 2014 |  | Non-Lead |  |  |  | Single Family Residence |  |  |  | Tier 5 |  |  | Non-Lead | No Tier
1259850010057 | 43 | N Creekside Ct | Houston | 77055 |  | 29.78749 | -95.49228 | Non-Lead | Don't Know | Unknown |  | Non-Lead | Between 1989 and 2014 |  | Non-Lead |  |  |  | Single Family Residence |  |  |  | Tier 5 |  |  | Non-Lead | No Tier
0810370000077 | 1405 | Bracher St. | Houston | 77055 |  | 29.79439 | -95.50426 | Non-Lead | Don't Know | Unknown |  | Non-Lead | After 2014 |  | Non-Lead |  |  |  | Single Family Residence |  |  |  | Tier 5 |  |  | Non-Lead | No Tier
0835850000008 | 8702 | Winningham Ln | Houston | 77055 |  | 29.78861 | -95.50169 | Non-Lead | Don't Know | Unknown |  | Non-Lead | Between 1989 and 2014 |  | Non-Lead |  |  |  | Single Family Residence |  |  |  | Tier 5 |  |  | Non-Lead | No Tier
0805550000296 | 1301 | Modiste St | Houston | 77055 |  | 29.79093 | -95.49869 | Non-Lead | Don't Know | Unknown |  | Non-Lead | Between 1989 and 2014 |  | Non-Lead |  |  |  | Single Family Residence |  |  |  | Tier 5 |  |  | Non-Lead | No Tier
1259850010047 | 33 | N Creekside Ct | Houston | 77055 |  | 29.7875 | -95.49332 | Non-Lead | Don't Know | Unknown |  | Non-Lead | Between 1989 and 2014 |  | Non-Lead |  |  |  | Single Family Residence |  |  |  | Tier 5 |  |  | Non-Lead | No Tier
1259850010028 | 62 | S Creekside Ct | Houston | 77055 |  | 29.78728 | -95.49195 | Non-Lead | Don't Know | Unknown |  | Non-Lead | Between 1989 and 2014 |  | Non-Lead |  |  |  | Single Family Residence |  |  |  | Tier 5 |  |  | Non-Lead | No Tier
0924690000010 | 8700 | Cedarspur Dr | Houston | 77055 |  | 29.79053 | -95.50176 | Non-Lead | Don't Know | Unknown |  | Non-Lead | Between 1989 and 2014 |  | Non-Lead |  |  |  | Single Family Residence |  |  |  | Tier 5 |  |  | Non-Lead | No Tier
440340020520 | 8416 | Katy Freeway | Spring Valley Village | 77024 |  | 29.785151215025024 | -95.49456040161023 | Non-Lead | Don't Know | Unknown |  | Non-Lead | Between 1989 and 2014 |  | Non-Lead |  |  |  | Building |  |  |  | Tier 5 |  |  | Non-Lead | No Tier
1289170020003 | 15 | Windsor Pl | Houston | 77055 |  | 29.79382 | -95.51276 | Non-Lead | Don't Know | Unknown |  | Non-Lead | Between 1989 and 2014 |  | Non-Lead |  |  |  | Single Family Residence |  |  |  | Tier 5 |  |  | Non-Lead | No Tier
1259850010027 | 13 | N Creekside Ct | Houston | 77055 |  | 29.7875 | -95.49484 | Non-Lead | Don't Know | Unknown |  | Non-Lead | Between 1989 and 2014 |  | Non-Lead |  |  |  | Single Family Residence |  |  |  | Tier 5 |  |  | Non-Lead | No Tier
1259850010042 | 78 | S Creekside Ct | Houston | 77055 |  | 29.78729 | -95.49378 | Non-Lead | Don't Know | Unknown |  | Non-Lead | Between 1989 and 2014 |  | Non-Lead |  |  |  | Single Family Residence |  |  |  | Tier 5 |  |  | Non-Lead | No Tier
0822740000108 | 8813 | Cedarspur Dr | Houston | 77055 |  | 29.79014 | -95.50459 | Non-Lead | Don't Know | Unknown |  | Non-Lead | Between 1989 and 2014 |  | Non-Lead |  |  |  | Single Family Residence |  |  |  | Tier 5 |  |  | Non-Lead | No Tier
0772490040005 | 1108 | Loeser Dr | Houston | 77055 |  | 29.78711 | -95.51131 | Non-Lead | Don't Know | Unknown |  | Non-Lead | Between 1989 and 2014 |  | Non-Lead |  |  |  | Single Family Residence |  |  |  | Tier 5 |  |  | Non-Lead | No Tier
0841210000005 | 8858 | Cardwell Dr | Houston | 77055 |  | 29.78748 | -95.50697 | Non-Lead | Don't Know | Unknown |  | Non-Lead | After 2014 |  | Non-Lead |  |  |  | Single Family Residence |  |  |  | Tier 5 |  |  | Non-Lead | No Tier
0835850000015 | 8727 | Winningham Ln | Houston | 77055 |  | 29.78809 | -95.50316 | Non-Lead | Don't Know | Unknown |  | Non-Lead | Between 1989 and 2014 |  | Non-Lead |  |  |  | Single Family Residence |  |  |  | Tier 5 |  |  | Non-Lead | No Tier
0772490020012 | 1101 | Lone Star Dr | Houston | 77055 |  | 29.787 | -95.51301 | Non-Lead | Don't Know | Unknown |  | Non-Lead | After 2014 |  | Non-Lead |  |  |  | Single Family Residence |  |  |  | Tier 5 |  |  | Non-Lead | No Tier
1289170030005 | 18 | Windsor Pl | Houston | 77055 |  | 29.7941 | -95.51301 | Non-Lead | Don't Know | Unknown |  | Non-Lead | Between 1989 and 2014 |  | Non-Lead |  |  |  | Single Family Residence |  |  |  | Tier 5 |  |  | Non-Lead | No Tier
0805560000313 | 8410 | Cedarbrake Dr | Houston | 77055 |  | 29.79113 | -95.49623 | Non-Lead | Don't Know | Unknown |  | Non-Lead | Between 1989 and 2014 |  | Non-Lead |  |  |  | Single Family Residence |  |  |  | Tier 5 |  |  | Non-Lead | No Tier
0761470010012 | 9006 | Elizabeth Rd | Houston | 77055 |  | 29.79121 | -95.51126 | Non-Lead | Don't Know | Unknown |  | Non-Lead | Between 1989 and 2014 |  | Non-Lead |  |  |  | Single Family Residence |  |  |  | Tier 5 |  |  | Non-Lead | No Tier
0805550000295 | 1303 | Modiste St | Houston | 77055 |  | 29.79114 | -95.49875 | Non-Lead | Don't Know | Unknown |  | Non-Lead | After 2014 |  | Non-Lead |  |  |  | Single Family Residence |  |  |  | Tier 5 |  |  | Non-Lead | No Tier
1168960010002 | 8525 | Burkhart Rd | Houston | 77055 |  | 29.78901 | -95.49995 | Non-Lead | Don't Know | Unknown | (CIP 2024) Service Line Replacement | Non-Lead | Between 1989 and 2014 |  | Non-Lead |  |  |  | Single Family Residence |  |  |  | Tier 1 |  |  | Lead | No Tier
1169110000007 | 33 | Inverness Park Way | Houston | 77055 |  | 29.79405 | -95.50985 | Non-Lead | Don't Know | Unknown |  | Non-Lead | Between 1989 and 2014 |  | Non-Lead |  |  |  | Single Family Residence |  |  |  | Tier 5 |  |  | Non-Lead | No Tier
0800600000015 | 1306 | Ben Hur Dr | Houston | 77055 |  | 29.79238 | -95.50568 | Non-Lead | Don't Know | Unknown |  | Non-Lead | Between 1989 and 2014 |  | Non-Lead |  |  |  | Single Family Residence |  |  |  | Tier 5 |  |  | Non-Lead | No Tier
0912350000007 | 8706 | Burkhart Rd | Houston | 77055 |  | 29.78951 | -95.50196 | Non-Lead | Don't Know | Unknown |  | Non-Lead | After 2014 |  | Non-Lead |  |  |  | Single Family Residence |  |  |  | Tier 5 |  |  | Non-Lead | No Tier
1099050000008 | 1118 | Anne St | Houston | 77055 |  | 29.78732 | -95.516 | Non-Lead - Other | Don't Know | Unknown |  | Non-Lead | After 2014 |  | Non-Lead |  |  |  | Single Family Residence |  |  |  | Tier 1 |  |  | Non-Lead | No Tier
1172840010006 | 11 | Pecan Trail Ln | Houston | 77055 |  | 29.78628 | -95.51545 | Non-Lead | Don't Know | Unknown |  | Non-Lead | Between 1989 and 2014 |  | Non-Lead |  |  |  | Single Family Residence |  |  |  | Tier 5 |  |  | Non-Lead | No Tier
1364990010002 | 8410 | Winningham Ln | Houston | 77055 |  | 29.78883 | -95.49598 | Non-Lead - Other | Don't Know | After 2014 | Replaced in April 2025 CIP project | Non-Lead | After 2014 |  | Non-Lead |  |  |  | Single Family Residence |  |  |  | Tier 1 |  |  | Non-Lead | No Tier
0805580000346 | 8318 | Cedarbrake Dr | Houston | 77055 |  | 29.79133 | -95.49421 | Non-Lead | Don't Know | Unknown |  | Non-Lead | After 2014 |  | Non-Lead |  |  |  | Single Family Residence |  |  |  | Tier 5 |  |  | Non-Lead | No Tier
0805540010001 | 1319 | Neeley Dr | Houston | 77055 |  | 29.79269 | -95.49975 | Non-Lead | Don't Know | Unknown |  | Non-Lead | After 2014 |  | Non-Lead |  |  |  | Single Family Residence |  |  |  | Tier 5 |  |  | Non-Lead | No Tier
1247320010001 | 1245 | Fries Rd | Houston | 77055 |  | 29.79046 | -95.50873 | Non-Lead | Don't Know | Unknown |  | Non-Lead | Between 1989 and 2014 |  | Non-Lead |  |  |  | Single Family Residence |  |  |  | Tier 5 |  |  | Non-Lead | No Tier
1259850010009 | 22 | N Creekside Ct | Houston | 77055 |  | 29.78777 | -95.4941 | Non-Lead | Don't Know | Unknown |  | Non-Lead | Between 1989 and 2014 |  | Non-Lead |  |  |  | Single Family Residence |  |  |  | Tier 5 |  |  | Non-Lead | No Tier
0822750000125 | 1205 | Ben Hur Dr | Houston | 77055 |  | 29.78996 | -95.50619 | Non-Lead | Don't Know | Unknown |  | Non-Lead | Between 1989 and 2014 |  | Non-Lead |  |  |  | Single Family Residence |  |  |  | Tier 5 |  |  | Non-Lead | No Tier
0772490040007 | 1020 | Loeser Dr | Houston | 77055 |  | 29.78657 | -95.51136 | Non-Lead | Don't Know | Unknown |  | Non-Lead | After 2014 |  | Non-Lead |  |  |  | Single Family Residence |  |  |  | Tier 5 |  |  | Non-Lead | No Tier
1289170030007 | 26 | Windsor Pl | Houston | 77055 |  | 29.79409 | -95.51332 | Non-Lead | Don't Know | Unknown |  | Non-Lead | Between 1989 and 2014 |  | Non-Lead |  |  |  | Single Family Residence |  |  |  | Tier 5 |  |  | Non-Lead | No Tier
1209480020017 | 1134 | Joshua Ln | Houston | 77055 |  | 30.00846 | -95.41156 | Non-Lead | Don't Know | Unknown |  | Non-Lead | Between 1989 and 2014 |  | Non-Lead |  |  |  | Single Family Residence |  |  |  | Tier 5 |  |  | Non-Lead | No Tier
440340020523 | 8420 | Katy Freeway | Spring Valley Village | 77024 |  | 29.785160452737486 | -95.49506871940092 | Non-Lead | Don't Know | Unknown |  | Non-Lead | Between 1989 and 2014 |  | Non-Lead |  |  |  | Building |  |  |  | Tier 5 |  |  | Non-Lead | No Tier
1224730020001 | 5 | Cardwell Ct | Houston | 77055 |  | 29.78742 | -95.51364 | Non-Lead | Don't Know | Unknown |  | Non-Lead | Between 1989 and 2014 |  | Non-Lead |  |  |  | Single Family Residence |  |  |  | Tier 5 |  |  | Non-Lead | No Tier
1171520010007 | 8810 | Heather Cir | Houston | 77055 |  | 29.78826 | -95.50661 | Non-Lead | Don't Know | Unknown |  | Non-Lead | Between 1989 and 2014 |  | Non-Lead |  |  |  | Single Family Residence |  |  |  | Tier 5 |  |  | Non-Lead | No Tier
1174640000010 | 8919 | Cardwell Dr | Houston | 77055 |  | 29.78768 | -95.50949 | Non-Lead | Don't Know | Unknown |  | Non-Lead | Between 1989 and 2014 |  | Non-Lead |  |  |  | Single Family Residence |  |  |  | Tier 5 |  |  | Non-Lead | No Tier
1171520010003 | 8826 | Heather Cir | Houston | 77055 |  | 29.78828 | -95.50776 | Non-Lead | Don't Know | Unknown |  | Non-Lead | Between 1989 and 2014 |  | Non-Lead |  |  |  | Single Family Residence |  |  |  | Tier 5 |  |  | Non-Lead | No Tier
0800600000025 | 8821 | Merlin Dr | Houston | 77055 |  | 29.79263 | -95.50531 | Non-Lead | Don't Know | Unknown |  | Non-Lead | After 2014 |  | Non-Lead |  |  |  | Single Family Residence |  |  |  | Tier 5 |  |  | Non-Lead | No Tier
0772490030008 | 1016 | Lone Star Dr | Houston | 77055 |  | 29.78614 | -95.51251 | Non-Lead | Don't Know | Unknown |  | Non-Lead | After 2014 |  | Non-Lead |  |  |  | Single Family Residence |  |  |  | Tier 5 |  |  | Non-Lead | No Tier
1173090000002 | 3 | Martin Ct | Houston | 77055 |  | 29.78731 | -95.51954 | Non-Lead | Don't Know | Unknown |  | Non-Lead | Between 1989 and 2014 |  | Non-Lead |  |  |  | Single Family Residence |  |  |  | Tier 5 |  |  | Non-Lead | No Tier
0791300100176 | 8422 | Raylin Dr | Houston | 77055 |  | 29.7939 | -95.49703 | Non-Lead | Don't Know | Unknown |  | Non-Lead | Between 1989 and 2014 |  | Non-Lead |  |  |  | Single Family Residence |  |  |  | Tier 5 |  |  | Non-Lead | No Tier
1289170030010 | 40 | Windsor Pl | Houston | 77055 |  | 29.79359 | -95.51337 | Non-Lead | Don't Know | Unknown |  | Non-Lead | Between 1989 and 2014 |  | Non-Lead |  |  |  | Single Family Residence |  |  |  | Tier 5 |  |  | Non-Lead | No Tier
1373380000006 | 8863 | Butcher Ct | Houston | 77055 |  | 29.79343 | -95.50848 | Non-Lead | Don't Know | Unknown |  | Non-Lead | After 2014 |  | Non-Lead |  |  |  | Single Family Residence |  |  |  | Tier 5 |  |  | Non-Lead | No Tier
0761470020013 | 1228 | Mickey Way | Houston | 77055 |  | 29.79082 | -95.51034 | Non-Lead | Don't Know | Unknown |  | Non-Lead | After 2014 |  | Non-Lead |  |  |  | Single Family Residence |  |  |  | Tier 5 |  |  | Non-Lead | No Tier
0731590000037 | 1138 | Bade St | Houston | 77055 |  | 29.7878 | -95.51772 | Non-Lead | Don't Know | Unknown |  | Non-Lead | Between 1989 and 2014 |  | Non-Lead |  |  |  | Single Family Residence |  |  |  | Tier 5 |  |  | Non-Lead | No Tier
0772490030003 | 1110 | Lone Star Dr | Houston | 77055 |  | 29.78762 | -95.5124 | Non-Lead | Don't Know | Unknown |  | Non-Lead - Plastic | After 2014 | Resident confirmed plumbing replaced to PVC in 2023 | Non-Lead |  |  |  | Single Family Residence |  |  |  | Tier 5 |  |  | Non-Lead | No Tier
0791300090157 | 1410 | Neeley Dr | Houston | 77055 |  | 29.79442 | -95.49891 | Non-Lead | Don't Know | Unknown |  | Non-Lead | After 2014 |  | Non-Lead |  |  |  | Single Family Residence |  |  |  | Tier 5 |  |  | Non-Lead | No Tier
0800550000009 | 8613 | Westview Dr | Houston | 77055 |  | 29.79352 | -95.50146 | Non-Lead - Other | Don't Know | Unknown |  | Non-Lead | After 2014 |  | Non-Lead |  |  |  | Single Family Residence |  |  |  | Tier 1 |  |  | Non-Lead | No Tier
1259850010058 | 94 | S Creekside Ct | Houston | 77055 |  | 29.78728 | -95.49227 | Non-Lead | Don't Know | Unknown |  | Non-Lead | Between 1989 and 2014 |  | Non-Lead |  |  |  | Single Family Residence |  |  |  | Tier 5 |  |  | Non-Lead | No Tier
1157530000011 | 8505 | Burkhart Rd | Houston | 77055 |  | 29.7892 | -95.49879 | Non-Lead | Don't Know | Unknown | (CIP 2024) Service Line Replacement | Non-Lead | After 2014 |  | Non-Lead |  |  |  | Single Family Residence |  |  |  | Tier 1 |  |  | Lead | No Tier
0800560000005 | 8705 | Cedardale Dr | Houston | 77055 |  | 29.79463 | -95.50255 | Non-Lead | Don't Know | Unknown |  | Non-Lead | Between 1989 and 2014 |  | Non-Lead |  |  |  | Single Family Residence |  |  |  | Tier 5 |  |  | Non-Lead | No Tier
0800550000017 | 8618 | Lupton Ln | Houston | 77055 |  | 29.79314 | -95.50171 | Non-Lead | Don't Know | Unknown |  | Non-Lead | Between 1989 and 2014 |  | Non-Lead |  |  |  | Single Family Residence |  |  |  | Tier 5 |  |  | Non-Lead | No Tier
0822740000107 | 8817 | Cedarspur Dr | Houston | 77055 |  | 29.79013 | -95.50481 | Non-Lead | Don't Know | Unknown |  | Non-Lead | After 2014 |  | Non-Lead |  |  |  | Single Family Residence |  |  |  | Tier 5 |  |  | Non-Lead | No Tier
1160470010001 | 4 | Woodsborough Cir | Houston | 77055 |  | 29.78667 | -95.49844 | Non-Lead | Don't Know | Unknown |  | Non-Lead | Between 1989 and 2014 |  | Non-Lead |  |  |  | Single Family Residence |  |  |  | Tier 5 |  |  | Non-Lead | No Tier
1259850010025 | 58 | N Creekside Ct | Houston | 77055 |  | 29.78734 | -95.49077 | Non-Lead | Don't Know | Unknown |  | Non-Lead | Between 1989 and 2014 |  | Non-Lead |  |  |  | Single Family Residence |  |  |  | Tier 5 |  |  | Non-Lead | No Tier
1302550010001 | 1 | Burkhart Forest Ct | Houston | 77055 |  | 29.78967 | -95.49567 | Non-Lead | Don't Know | Unknown |  | Non-Lead | Between 1989 and 2014 |  | Non-Lead |  |  |  | Single Family Residence |  |  |  | Tier 5 |  |  | Non-Lead | No Tier
1224730010001 | 4 | Cardwell Ct | Houston | 77055 |  | 29.78786 | -95.51371 | Non-Lead | Don't Know | Unknown |  | Non-Lead | Between 1989 and 2014 |  | Non-Lead |  |  |  | Single Family Residence |  |  |  | Tier 5 |  |  | Non-Lead | No Tier
1325100010001 | 9230 | Katy Freeway | Spring Valley Village | 77055 |  | 29.785295559265506 | -95.51978407216318 | Non-Lead | Don't Know | Unknown |  | Non-Lead | After 2014 |  | Non-Lead |  |  |  | Building |  |  |  | Tier 5 |  |  | Non-Lead | No Tier
0772490020010 | 1019 | Lone Star Dr | Houston | 77055 |  | 29.78663 | -95.51331 | Non-Lead | Don't Know | Unknown |  | Non-Lead | Between 1989 and 2014 |  | Non-Lead |  |  |  | Single Family Residence |  |  |  | Tier 5 |  |  | Non-Lead | No Tier
1259850010018 | 44 | N Creekside Ct | Houston | 77055 |  | 29.78778 | -95.4921 | Non-Lead | Don't Know | Unknown |  | Non-Lead | Between 1989 and 2014 |  | Non-Lead |  |  |  | Single Family Residence |  |  |  | Tier 5 |  |  | Non-Lead | No Tier
0833270000025 | 1309 | Mickey Way | Houston | 77055 |  | 29.79243 | -95.51096 | Non-Lead | Don't Know | Unknown |  | Non-Lead | Between 1989 and 2014 |  | Non-Lead |  |  |  | Single Family Residence |  |  |  | Tier 5 |  |  | Non-Lead | No Tier
0761470020022 | 9021 | Randy Dr | Houston | 77055 |  | 29.78997 | -95.51242 | Non-Lead | Don't Know | Unknown |  | Non-Lead | After 2014 |  | Non-Lead |  |  |  | Single Family Residence |  |  |  | Tier 5 |  |  | Non-Lead | No Tier
0780330020003 | 8609 | Merlin Dr | Houston | 77055 |  | 29.79184 | -95.50132 | Non-Lead | Don't Know | Unknown |  | Non-Lead | Between 1989 and 2014 |  | Non-Lead |  |  |  | Single Family Residence |  |  |  | Tier 5 |  |  | Non-Lead | No Tier
0810370000080 | 1417 | Bracher St. | Houston | 77055 |  | 29.79503 | -95.50488 | Non-Lead | Don't Know | Unknown |  | Non-Lead | Between 1989 and 2014 |  | Non-Lead |  |  |  | Single Family Residence |  |  |  | Tier 5 |  |  | Non-Lead | No Tier
1259850010050 | 86 | S Creekside Ct | Houston | 77055 |  | 29.78727 | -95.49318 | Non-Lead | Don't Know | Unknown |  | Non-Lead | Between 1989 and 2014 |  | Non-Lead |  |  |  | Single Family Residence |  |  |  | Tier 5 |  |  | Non-Lead | No Tier
0772490010004 | 9034 | Bace Dr | Houston | 77055 |  | 29.78872 | -95.5128 | Non-Lead | Don't Know | Unknown |  | Non-Lead | After 2014 |  | Non-Lead |  |  |  | Single Family Residence |  |  |  | Tier 5 |  |  | Non-Lead | No Tier
0791300080149 | 8424 | Lofland Dr | Houston | 77055 |  | 29.79522 | -95.4985 | Non-Lead | Don't Know | Unknown |  | Non-Lead | After 2014 |  | Non-Lead |  |  |  | Single Family Residence |  |  |  | Tier 5 |  |  | Non-Lead | No Tier
1160470010005 | 22 | Woodsborough Cir | Houston | 77055 |  | 29.78658 | -95.49969 | Non-Lead | Don't Know | Unknown |  | Non-Lead | Between 1989 and 2014 |  | Non-Lead |  |  |  | Single Family Residence |  |  |  | Tier 5 |  |  | Non-Lead | No Tier
1373740010002 | 8422 | Winningham Ln | Houston | 77055 |  | 29.78888 | -95.49683 | Non-Lead - Other | Don't Know | After 2014 | Replaced in April 2025 CIP project | Non-Lead | After 2014 |  | Non-Lead |  |  |  | Single Family Residence |  |  |  | Tier 1 |  |  | Non-Lead | No Tier
0833240000002 | 1332 | Mickey Way | Houston | 77055 |  | 29.79382 | -95.51024 | Non-Lead | Don't Know | Unknown |  | Non-Lead | After 2014 |  | Non-Lead |  |  |  | Single Family Residence |  |  |  | Tier 5 |  |  | Non-Lead | No Tier
0830790000011 | 8941 | Croes Dr | Houston | 77055 |  | 29.79058 | -95.5099 | Non-Lead | Don't Know | Unknown |  | Non-Lead | Between 1989 and 2014 |  | Non-Lead |  |  |  | Single Family Residence |  |  |  | Tier 5 |  |  | Non-Lead | No Tier
1160470010006 | 20 | Woodsborough Cir | Houston | 77055 |  | 29.78657 | -95.49998 | Non-Lead | Don't Know | Unknown |  | Non-Lead | Between 1989 and 2014 |  | Non-Lead |  |  |  | Single Family Residence |  |  |  | Tier 5 |  |  | Non-Lead | No Tier
0805540000281 | 8324 | Merlin Dr | Houston | 77055 |  | 29.79229 | -95.49489 | Non-Lead | Don't Know | Unknown |  | Non-Lead | After 2014 |  | Non-Lead |  |  |  | Single Family Residence |  |  |  | Tier 5 |  |  | Non-Lead | No Tier
0731590000016 | 1010 | Adkins Rd | Houston | 77055 |  | 29.78596 | -95.51954 | Non-Lead | Don't Know | Unknown |  | Non-Lead | Between 1989 and 2014 |  | Non-Lead |  |  |  | Single Family Residence |  |  |  | Tier 5 |  |  | Non-Lead | No Tier
1171370000001 | 2 | Inverness Park Way | Houston | 77055 |  | 29.7928 | -95.50851 | Non-Lead | Don't Know | Unknown |  | Non-Lead | Between 1989 and 2014 |  | Non-Lead |  |  |  | Single Family Residence |  |  |  | Tier 5 |  |  | Non-Lead | No Tier
0912350000001 | 8730 | Burkhart Rd | Houston | 77055 |  | 29.78951 | -95.50347 | Non-Lead | Don't Know | Unknown |  | Non-Lead | After 2014 |  | Non-Lead |  |  |  | Single Family Residence |  |  |  | Tier 5 |  |  | Non-Lead | No Tier
1503740010002 | 8434 | Winningham Ln | Houston | 77055 |  | 29.78884 | -95.49777 | Non-Lead - Other | Don't Know | After 2014 | Replaced in April 2025 CIP project | Non-Lead | After 2014 |  | Non-Lead |  |  |  | Single Family Residence |  |  |  | Tier 1 |  |  | Non-Lead | No Tier
1382410010002 | 1311 | Caudle Dr | Houston | 77055 |  | 29.79351 | -95.50492 | Non-Lead | Don't Know | Unknown |  | Non-Lead | After 2014 |  | Non-Lead |  |  |  | Single Family Residence |  |  |  | Tier 5 |  |  | Non-Lead | No Tier
1061070000002 | 8821 | Westview Dr | Houston | 77055 |  | 29.79388 | -95.5068 | Non-Lead | Don't Know | Unknown |  | Non-Lead | After 2014 |  | Non-Lead |  |  |  | Single Family Residence |  |  |  | Tier 5 |  |  | Non-Lead | No Tier
1174640000011 | 8915 | Cardwell Dr | Houston | 77055 |  | 29.78767 | -95.50923 | Non-Lead | Don't Know | Unknown |  | Non-Lead | Between 1989 and 2014 |  | Non-Lead |  |  |  | Single Family Residence |  |  |  | Tier 5 |  |  | Non-Lead | No Tier
0841220000005 | 8859 | Cardwell Dr | Houston | 77055 |  | 29.78698 | -95.50698 | Non-Lead | Don't Know | Unknown |  | Non-Lead | Between 1989 and 2014 |  | Non-Lead |  |  |  | Single Family Residence |  |  |  | Tier 5 |  |  | Non-Lead | No Tier
1100300000006 | 1116 | Krist Dr | Houston | 77055 |  | 29.78913 | -95.49129 | Non-Lead | Don't Know | Unknown | (CIP 2024) Service Line Replacement | Non-Lead - Copper | Between 1989 and 2014 | Resident confirmed plumbing was replaced a few years ago | Non-Lead |  |  |  | Single Family Residence |  |  |  | Tier 1 |  |  | Non-Lead | No Tier
1453100010002 | 8415 | Burkhart Rd | Houston | 77055 |  | 29.78919 | -95.49745 | Non-Lead - Other | Don't Know | After 2014 | (CIP 2025) Service Line Replacement | Non-Lead | After 2014 |  | Non-Lead |  |  |  | Single Family Residence |  |  |  | Tier 1 |  |  | Non-Lead | No Tier
1173090000001 | 1 | Martin Ct | Houston | 77055 |  | 29.78732 | -95.51954 | Non-Lead | Don't Know | Unknown |  | Non-Lead | Between 1989 and 2014 |  | Non-Lead |  |  |  | Single Family Residence |  |  |  | Tier 5 |  |  | Non-Lead | No Tier
1174640000008 | 8925 | Cardwell Dr | Houston | 77055 |  | 29.78761 | -95.50993 | Non-Lead | Don't Know | Unknown |  | Non-Lead | Between 1989 and 2014 |  | Non-Lead |  |  |  | Single Family Residence |  |  |  | Tier 5 |  |  | Non-Lead | No Tier
1289170010008 | 14 | Windsor Ct | Houston | 77055 |  | 29.7934 | -95.51198 | Non-Lead | Don't Know | Unknown |  | Non-Lead | Between 1989 and 2014 |  | Non-Lead |  |  |  | Single Family Residence |  |  |  | Tier 5 |  |  | Non-Lead | No Tier
0761470040037 | 9012 | Randy Dr | Houston | 77055 |  | 29.79033 | -95.51157 | Non-Lead | Don't Know | Unknown |  | Non-Lead | After 2014 |  | Non-Lead |  |  |  | Single Family Residence |  |  |  | Tier 5 |  |  | Non-Lead | No Tier
1000390000008 | 1315 | Beutel Dr | Houston | 77055 |  | 29.79273 | -95.51199 | Non-Lead | Don't Know | Unknown |  | Non-Lead | After 2014 |  | Non-Lead |  |  |  | Single Family Residence |  |  |  | Tier 5 |  |  | Non-Lead | No Tier
0660530000022 | 1337 | Fries Rd | Houston | 77055 |  | 29.7931 | -95.50874 | Non-Lead | Don't Know | Unknown |  | Non-Lead | After 2014 |  | Non-Lead |  |  |  | Single Family Residence |  |  |  | Tier 5 |  |  | Non-Lead | No Tier
0791300130001 | 8423 | Lofland Dr | Houston | 77055 |  | 29.79488 | -95.49877 | Non-Lead | Don't Know | Unknown |  | Non-Lead | Between 1989 and 2014 |  | Non-Lead |  |  |  | Single Family Residence |  |  |  | Tier 5 |  |  | Non-Lead | No Tier
1169110000008 | 31 | Inverness Park Way | Houston | 77055 |  | 29.79389 | -95.50992 | Non-Lead | Don't Know | Unknown |  | Non-Lead | Between 1989 and 2014 |  | Non-Lead |  |  |  | Single Family Residence |  |  |  | Tier 5 |  |  | Non-Lead | No Tier
0805530000269 | 8326 | Leafy Ln | Houston | 77055 |  | 29.79326 | -95.49375 | Non-Lead | Don't Know | Unknown |  | Non-Lead | Between 1989 and 2014 |  | Non-Lead |  |  |  | Single Family Residence |  |  |  | Tier 5 |  |  | Non-Lead | No Tier
0833270000021 | 1306 | Beutel Dr | Houston | 77055 |  | 29.7922 | -95.51139 | Non-Lead | Don't Know | Unknown |  | Non-Lead | Between 1989 and 2014 |  | Non-Lead |  |  |  | Single Family Residence |  |  |  | Tier 5 |  |  | Non-Lead | No Tier
0810350000072 | 8737 | Lanell Ln | Houston | 77055 |  | 29.7954 | -95.50462 | Non-Lead | Don't Know | Unknown |  | Non-Lead - Plastic | After 2014 | Resident updated plumbing to PVC in 2020 | Non-Lead |  |  |  | Single Family Residence |  |  |  | Tier 5 |  |  | Non-Lead | No Tier
1289170030012 | 47 | Windsor Ct | Houston | 77055 |  | 29.79368 | -95.51373 | Non-Lead | Don't Know | Unknown |  | Non-Lead | Between 1989 and 2014 |  | Non-Lead |  |  |  | Single Family Residence |  |  |  | Tier 5 |  |  | Non-Lead | No Tier
1286380010002 | 1025 | Campbell Road | Spring Valley Village | 77055 |  | 29.787686632785153 | -95.51447240161018 | Non-Lead | Don't Know | Unknown |  | Non-Lead | After 2014 |  | Non-Lead |  |  |  | Building |  |  |  | Tier 5 |  |  | Non-Lead | No Tier
1160470010018 | 17 | Woodsborough Cir | Houston | 77055 |  | 29.78739 | -95.49988 | Non-Lead | Don't Know | Unknown |  | Non-Lead | Between 1989 and 2014 |  | Non-Lead |  |  |  | Single Family Residence |  |  |  | Tier 5 |  |  | Non-Lead | No Tier
0925960000001 | 8831 | Cardwell Dr | Houston | 77055 |  | 29.78686 | -95.50621 | Non-Lead | Don't Know | Unknown |  | Non-Lead | Between 1989 and 2014 |  | Non-Lead |  |  |  | Single Family Residence |  |  |  | Tier 5 |  |  | Non-Lead | No Tier
1041080000001 | 1133 | Bade St | Houston | 77055 |  | 29.78779 | -95.51837 | Non-Lead | Don't Know | Unknown |  | Non-Lead | Between 1989 and 2014 |  | Non-Lead |  |  |  | Single Family Residence |  |  |  | Tier 5 |  |  | Non-Lead | No Tier
1293770010001 | 8934 | Bace Dr | Houston | 77055 |  | 29.78869 | -95.51072 | Non-Lead | Don't Know | Unknown |  | Non-Lead | Between 1989 and 2014 |  | Non-Lead |  |  |  | Single Family Residence |  |  |  | Tier 5 |  |  | Non-Lead | No Tier
1259850010021 | 50 | N Creekside Ct | Houston | 77055 |  | 29.78773 | -95.49145 | Non-Lead | Don't Know | Unknown |  | Non-Lead | Between 1989 and 2014 |  | Non-Lead |  |  |  | Single Family Residence |  |  |  | Tier 5 |  |  | Non-Lead | No Tier
1171690000008 | 10 | Village Oaks Ln | Houston | 77055 |  | 29.78913 | -95.51269 | Non-Lead | Don't Know | Unknown |  | Non-Lead | Between 1989 and 2014 |  | Non-Lead |  |  |  | Single Family Residence |  |  |  | Tier 5 |  |  | Non-Lead | No Tier
0761470040029 | 9019 | Elizabeth Rd | Houston | 77055 |  | 29.7907 | -95.51253 | Non-Lead | Don't Know | Unknown |  | Non-Lead | Between 1989 and 2014 |  | Non-Lead |  |  |  | Single Family Residence |  |  |  | Tier 5 |  |  | Non-Lead | No Tier
1259850010064 | 100 | S Creekside Ct | Houston | 77055 |  | 29.78728 | -95.4918 | Non-Lead | Don't Know | Unknown |  | Non-Lead | Between 1989 and 2014 |  | Non-Lead |  |  |  | Single Family Residence |  |  |  | Tier 5 |  |  | Non-Lead | No Tier
0660530000044 | 1257 | Fries Rd | Houston | 77055 |  | 29.79078 | -95.50873 | Non-Lead | Don't Know | Unknown |  | Non-Lead | Between 1989 and 2014 |  | Non-Lead |  |  |  | Single Family Residence |  |  |  | Tier 5 |  |  | Non-Lead | No Tier
0805580000343 | 8306 | Cedarbrake Dr | Houston | 77055 |  | 29.79135 | -95.49355 | Non-Lead | Don't Know | Unknown |  | Non-Lead | After 2014 |  | Non-Lead |  |  |  | Single Family Residence |  |  |  | Tier 5 |  |  | Non-Lead | No Tier
0822740000111 | 8801 | Cedarspur Dr | Houston | 77055 |  | 29.79014 | -95.50391 | Non-Lead | Don't Know | Unknown |  | Non-Lead | Between 1989 and 2014 |  | Non-Lead |  |  |  | Single Family Residence |  |  |  | Tier 5 |  |  | Non-Lead | No Tier
1209480020015 | 1126 | Joshua Ln | Houston | 77055 |  | 30.00842 | -95.41164 | Non-Lead | Don't Know | Unknown |  | Non-Lead | Between 1989 and 2014 |  | Non-Lead |  |  |  | Single Family Residence |  |  |  | Tier 5 |  |  | Non-Lead | No Tier
1173090000007 | 11 | Martin Ct | Houston | 77055 |  | 29.78676 | -95.51976 | Non-Lead | Don't Know | Unknown |  | Non-Lead | Between 1989 and 2014 |  | Non-Lead |  |  |  | Single Family Residence |  |  |  | Tier 5 |  |  | Non-Lead | No Tier
1160470010016 | 11 | Woodsborough Cir | Houston | 77055 |  | 29.78748 | -95.49928 | Non-Lead | Don't Know | Unknown |  | Non-Lead | Between 1989 and 2014 |  | Non-Lead |  |  |  | Single Family Residence |  |  |  | Tier 5 |  |  | Non-Lead | No Tier
1224840010005 | 8834 | Inverness Park Way | Houston | 77055 |  | 29.79277 | -95.50715 | Non-Lead | Don't Know | Unknown |  | Non-Lead | Between 1989 and 2014 |  | Non-Lead |  |  |  | Single Family Residence |  |  |  | Tier 5 |  |  | Non-Lead | No Tier
0805600000364 | 1230 | Krist Dr | Houston | 77055 |  | 29.79115 | -95.49254 | Non-Lead | Don't Know | Unknown |  | Non-Lead | After 2014 |  | Non-Lead |  |  |  | Single Family Residence |  |  |  | Tier 5 |  |  | Non-Lead | No Tier
1173090000009 | 7 | Martin Ct | Houston | 77055 |  | 29.78728 | -95.51954 | Non-Lead | Don't Know | Unknown |  | Non-Lead | Between 1989 and 2014 |  | Non-Lead |  |  |  | Single Family Residence |  |  |  | Tier 5 |  |  | Non-Lead | No Tier
0925960000008 | 8827 | Cavell Ct. | Houston | 77055 |  | 29.78577 | -95.50595 | Non-Lead | Don't Know | Unknown |  | Non-Lead | Between 1989 and 2014 |  | Non-Lead |  |  |  | Single Family Residence |  |  |  | Tier 5 |  |  | Non-Lead | No Tier
1289170020001 | 23 | Windsor Pl | Houston | 77055 |  | 29.79381 | -95.51309 | Non-Lead | Don't Know | Unknown |  | Non-Lead | Between 1989 and 2014 |  | Non-Lead |  |  |  | Single Family Residence |  |  |  | Tier 5 |  |  | Non-Lead | No Tier
1259850010024 | 56 | N Creekside Ct | Houston | 77055 |  | 29.78743 | -95.49099 | Non-Lead | Don't Know | Unknown |  | Non-Lead | Between 1989 and 2014 |  | Non-Lead |  |  |  | Single Family Residence |  |  |  | Tier 5 |  |  | Non-Lead | No Tier
1174120000004 | 4 | Parkland Ct | Houston | 77055 |  | 29.78863 | -95.51835 | Non-Lead | Don't Know | Unknown |  | Non-Lead | Between 1989 and 2014 |  | Non-Lead |  |  |  | Single Family Residence |  |  |  | Tier 5 |  |  | Non-Lead | No Tier
0805540000286 | 8309 | Leafy Ln | Houston | 77055 |  | 29.79228 | -95.49347 | Non-Lead | Don't Know | Unknown |  | Non-Lead | Between 1989 and 2014 |  | Non-Lead |  |  |  | Single Family Residence |  |  |  | Tier 5 |  |  | Non-Lead | No Tier
0925970000009 | 1034 | Ben Hur Dr | Houston | 77055 |  | 29.78689 | -95.5052 | Non-Lead | Don't Know | Unknown |  | Non-Lead | After 2014 |  | Non-Lead |  |  |  | Single Family Residence |  |  |  | Tier 5 |  |  | Non-Lead | No Tier
1289170030009 | 34 | Windsor Pl | Houston | 77055 |  | 29.79374 | -95.51336 | Non-Lead | Don't Know | Unknown |  | Non-Lead | Between 1989 and 2014 |  | Non-Lead |  |  |  | Single Family Residence |  |  |  | Tier 5 |  |  | Non-Lead | No Tier
1173090000004 | 6 | Martin Ct | Houston | 77055 |  | 29.78725 | -95.51925 | Non-Lead | Don't Know | Unknown |  | Non-Lead | Between 1989 and 2014 |  | Non-Lead |  |  |  | Single Family Residence |  |  |  | Tier 5 |  |  | Non-Lead | No Tier
0805540000278 | 1318 | Pech Rd | Houston | 77055 |  | 29.79262 | -95.49522 | Non-Lead | Don't Know | Unknown |  | Non-Lead - Other | After 2014 | Resident updated plumbing to PEX in 2021 | Non-Lead |  |  |  | Single Family Residence |  |  |  | Tier 5 |  |  | Non-Lead | No Tier
1151700000001 | 8825 | Westview Dr | Houston | 77055 |  | 29.79393 | -95.50757 | Non-Lead | Don't Know | Unknown |  | Non-Lead | Between 1989 and 2014 |  | Non-Lead |  |  |  | Single Family Residence |  |  |  | Tier 5 |  |  | Non-Lead | No Tier
0800630000044 | 8814 | Cedarbrake Dr | Houston | 77055 |  | 29.79145 | -95.50476 | Non-Lead | Don't Know | Unknown |  | Non-Lead | Between 1989 and 2014 |  | Non-Lead |  |  |  | Single Family Residence |  |  |  | Tier 5 |  |  | Non-Lead | No Tier
0761470040038 | 9014 | Randy Dr | Houston | 77055 |  | 29.79036 | -95.51188 | Non-Lead | Don't Know | Unknown |  | Non-Lead | Between 1989 and 2014 |  | Non-Lead |  |  |  | Single Family Residence |  |  |  | Tier 5 |  |  | Non-Lead | No Tier
1172840010004 | 7 | Pecan Trail Ln | Houston | 77055 |  | 29.7861 | -95.51508 | Non-Lead | Don't Know | Unknown |  | Non-Lead | Between 1989 and 2014 |  | Non-Lead |  |  |  | Single Family Residence |  |  |  | Tier 5 |  |  | Non-Lead | No Tier
1052310010002 | 8810 | Echo Valley Dr | Houston | 77055 |  | 29.78588 | -95.50724 | Non-Lead | Don't Know | Unknown |  | Non-Lead | Between 1989 and 2014 |  | Non-Lead |  |  |  | Single Family Residence |  |  |  | Tier 5 |  |  | Non-Lead | No Tier
1289170010001 | 42 | Windsor Ct | Houston | 77055 |  | 29.79331 | -95.51369 | Non-Lead | Don't Know | Unknown |  | Non-Lead | Between 1989 and 2014 |  | Non-Lead |  |  |  | Single Family Residence |  |  |  | Tier 5 |  |  | Non-Lead | No Tier
1160470010025 | 6 | Woodsborough Cir | Houston | 77055 |  | 29.78789 | -95.49845 | Non-Lead | Don't Know | Unknown |  | Non-Lead | Before 1989 |  | Non-Lead |  |  |  | Single Family Residence |  |  |  | Tier 5 |  |  | Non-Lead | No Tier
0822740000106 | 8821 | Cedarspur Dr | Houston | 77055 |  | 29.79013 | -95.50503 | Non-Lead | Don't Know | Unknown |  | Non-Lead | After 2014 |  | Non-Lead |  |  |  | Single Family Residence |  |  |  | Tier 5 |  |  | Non-Lead | No Tier
1235420010001 | 8300 | Katy Freeway | Spring Valley Village | 77024 |  | 29.784703542958468 | -95.48964709547602 | Non-Lead | Don't Know | Unknown |  | Non-Lead | Between 1989 and 2014 |  | Non-Lead |  |  |  | Other |  |  |  | Tier 5 |  |  | Non-Lead | No Tier
0830800000015 | 8926 | Croes Dr | Houston | 77055 |  | 29.79035 | -95.50932 | Non-Lead | Don't Know | Unknown |  | Non-Lead | After 2014 |  | Non-Lead |  |  |  | Single Family Residence |  |  |  | Tier 5 |  |  | Non-Lead | No Tier
1160150010003 | 8436 | Burkhart Dr | Houston | 77055 |  | 29.79 | -95.49853 | Non-Lead - Other | Don't Know | After 2014 | (CIP 2025) Service Line Replacement | Non-Lead | Between 1989 and 2014 |  | Non-Lead |  |  |  | Single Family Residence |  |  |  | Tier 1 |  |  | Non-Lead | No Tier
1289170020012 | 39 | Windsor Ct | Houston | 77055 |  | 29.79361 | -95.51309 | Non-Lead | Don't Know | Unknown |  | Non-Lead | Between 1989 and 2014 |  | Non-Lead |  |  |  | Single Family Residence |  |  |  | Tier 5 |  |  | Non-Lead | No Tier
0805590000354 | 8321 | Cedarbrake Dr | Houston | 77055 |  | 29.79079 | -95.49431 | Non-Lead | Don't Know | Unknown |  | Non-Lead | Between 1989 and 2014 |  | Non-Lead |  |  |  | Single Family Residence |  |  |  | Tier 5 |  |  | Non-Lead | No Tier
0810620000001 | 1127 | Green Valley Dr | Houston | 77055 |  | 29.78843 | -95.50477 | Non-Lead | Don't Know | Unknown |  | Non-Lead | After 2014 |  | Non-Lead |  |  |  | Single Family Residence |  |  |  | Tier 5 |  |  | Non-Lead | No Tier
0943260000008 | 8719 | Green Valley Dr | Houston | 77055 |  | 29.78714 | -95.50312 | Non-Lead | Don't Know | Unknown |  | Non-Lead | After 2014 |  | Non-Lead |  |  |  | Single Family Residence |  |  |  | Tier 5 |  |  | Non-Lead | No Tier
1373740010001 | 8407 | Burkhart Rd | Houston | 77055 |  | 29.78902 | -95.49684 | Non-Lead - Other | Don't Know | After 2014 | (CIP 2025) Service Line Replacement | Non-Lead | After 2014 |  | Non-Lead |  |  |  | Single Family Residence |  |  |  | Tier 1 |  |  | Non-Lead | No Tier
1000390000002 | 9019 | Lupton Ct | Houston | 77055 |  | 29.79249 | -95.51342 | Non-Lead | Don't Know | Unknown |  | Non-Lead | After 2014 |  | Non-Lead |  |  |  | Single Family Residence |  |  |  | Tier 5 |  |  | Non-Lead | No Tier
1252130010001 | 8614 | Lanell Ln | Houston | 77055 |  | 29.79614 | -95.50106 | Non-Lead | Don't Know | Unknown |  | Non-Lead | Between 1989 and 2014 |  | Non-Lead |  |  |  | Single Family Residence |  |  |  | Tier 5 |  |  | Non-Lead | No Tier
0822750000126 | 1201 | Ben Hur Dr | Houston | 77055 |  | 29.78963 | -95.50618 | Non-Lead | Don't Know | Unknown |  | Non-Lead | After 2014 |  | Non-Lead |  |  |  | Single Family Residence |  |  |  | Tier 5 |  |  | Non-Lead | No Tier
1382410010001 | 1315 | Caudle Dr | Houston | 77055 |  | 29.79379 | -95.50503 | Non-Lead | Don't Know | Unknown |  | Non-Lead | After 2014 |  | Non-Lead |  |  |  | Single Family Residence |  |  |  | Tier 5 |  |  | Non-Lead | No Tier
0440340020168 | 1430 | Bingle Rd | Houston | 77055 |  | 29.795 | -95.49968 | Non-Lead | Don't Know | Unknown |  | Non-Lead | After 2014 |  | Non-Lead |  |  |  | Single Family Residence |  |  |  | Tier 5 |  |  | Non-Lead | No Tier
0772490040003 | 1114 | Loeser Dr | Houston | 77055 |  | 29.78768 | -95.51138 | Non-Lead | Don't Know | Unknown |  | Non-Lead | Between 1989 and 2014 |  | Non-Lead |  |  |  | Single Family Residence |  |  |  | Tier 5 |  |  | Non-Lead | No Tier
1168960010005 | 8513 | Burkhart Rd | Houston | 77055 |  | 29.78902 | -95.49925 | Non-Lead | Don't Know | Unknown | (CIP 2024) Service Line Replacement | Non-Lead | After 2014 |  | Non-Lead |  |  |  | Single Family Residence |  |  |  | Tier 1 |  |  | Lead | No Tier
0791300110195 | 1324 | Neeley Dr | Houston | 77055 |  | 29.79299 | -95.49914 | Non-Lead | Don't Know | Unknown |  | Non-Lead | Between 1989 and 2014 |  | Non-Lead |  |  |  | Single Family Residence |  |  |  | Tier 5 |  |  | Non-Lead | No Tier
0830790000003 | 8909 | Croes Dr | Houston | 77055 |  | 29.78928 | -95.50895 | Non-Lead | Don't Know | Unknown |  | Non-Lead | Between 1989 and 2014 |  | Non-Lead |  |  |  | Single Family Residence |  |  |  | Tier 5 |  |  | Non-Lead | No Tier
1169110000004 | 30 | Inverness Park Way | Houston | 77055 |  | 29.79374 | -95.5093 | Non-Lead | Don't Know | Unknown |  | Non-Lead | Between 1989 and 2014 |  | Non-Lead |  |  |  | Single Family Residence |  |  |  | Tier 5 |  |  | Non-Lead | No Tier
1373380000003 | 8872 | Butcher Ct | Houston | 77055 |  | 29.79389 | -95.50897 | Non-Lead | Don't Know | Unknown |  | Non-Lead | After 2014 |  | Non-Lead |  |  |  | Single Family Residence |  |  |  | Tier 5 |  |  | Non-Lead | No Tier
0803040000014 | 8902 | Bace Dr | Houston | 77055 |  | 29.78844 | -95.50844 | Non-Lead | Don't Know | Unknown |  | Non-Lead | After 2014 |  | Non-Lead |  |  |  | Single Family Residence |  |  |  | Tier 5 |  |  | Non-Lead | No Tier
1289170020007 | 19 | Windsor Ct | Houston | 77055 |  | 29.79381 | -95.51292 | Non-Lead | Don't Know | Unknown |  | Non-Lead | Between 1989 and 2014 |  | Non-Lead |  |  |  | Single Family Residence |  |  |  | Tier 5 |  |  | Non-Lead | No Tier
1289170010006 | 22 | Windsor Ct | Houston | 77055 |  | 29.79336 | -95.51248 | Non-Lead | Don't Know | Unknown |  | Non-Lead | Between 1989 and 2014 |  | Non-Lead |  |  |  | Single Family Residence |  |  |  | Tier 5 |  |  | Non-Lead | No Tier
0810600000001 | 8802 | Winningham Ln | Houston | 77055 |  | 29.78893 | -95.5039 | Non-Lead | Don't Know | Unknown |  | Non-Lead - Plastic | After 2014 | Resident replaced plumbing in 2022 | Non-Lead |  |  |  | Single Family Residence |  |  |  | Tier 5 |  |  | Non-Lead | No Tier
1157530000003 | 8501 | Burkhart Rd | Houston | 77055 |  | 29.78902 | -95.49886 | Non-Lead - Other | Don't Know | Unknown | (CIP 2025) Service Line Replacement | Non-Lead | Between 1989 and 2014 |  | Non-Lead |  |  |  | Single Family Residence |  |  |  | Tier 1 |  |  | Non-Lead | No Tier
0772490010008 | 9018 | Bace Dr | Houston | 77055 |  | 29.78871 | -95.51161 | Non-Lead | Don't Know | Unknown |  | Non-Lead | Between 1989 and 2014 |  | Non-Lead |  |  |  | Single Family Residence |  |  |  | Tier 5 |  |  | Non-Lead | No Tier
0440340020071 | 8510 | Burkhart Rd | Houston | 77055 |  | 29.78999 | -95.4992 | Non-Lead | Don't Know | Unknown | (CIP 2024) Service Line Replacement | Non-Lead | Between 1989 and 2014 |  | Non-Lead |  |  |  | Single Family Residence |  |  |  | Tier 1 |  |  | Lead | No Tier
0833260000014 | 9009 | Larston St | Houston | 77055 |  | 29.79157 | -95.5114 | Non-Lead | Don't Know | Unknown |  | Non-Lead | Between 1989 and 2014 |  | Non-Lead |  |  |  | Single Family Residence |  |  |  | Tier 5 |  |  | Non-Lead | No Tier
0731590000022 | 9222 | Hilldale St. | Houston | 77055 |  | 29.78842 | -95.51989 | Non-Lead | Don't Know | Unknown |  | Non-Lead | Between 1989 and 2014 |  | Non-Lead |  |  |  | Single Family Residence |  |  |  | Tier 5 |  |  | Non-Lead | No Tier
1289170010003 | 34 | Windsor Ct | Houston | 77055 |  | 29.79333 | -95.51319 | Non-Lead | Don't Know | Unknown |  | Non-Lead | Between 1989 and 2014 |  | Non-Lead |  |  |  | Single Family Residence |  |  |  | Tier 5 |  |  | Non-Lead | No Tier
1391760010001 | 8905 | Cardwell Dr | Houston | 77055 |  | 29.7875 | -95.50853 | Non-Lead | Don't Know | Unknown |  | Non-Lead | After 2014 |  | Non-Lead |  |  |  | Single Family Residence |  |  |  | Tier 5 |  |  | Non-Lead | No Tier
1259850010060 | 96 | S Creekside Ct | Houston | 77055 |  | 29.78728 | -95.49212 | Non-Lead | Don't Know | Unknown |  | Non-Lead | Between 1989 and 2014 |  | Non-Lead |  |  |  | Single Family Residence |  |  |  | Tier 5 |  |  | Non-Lead | No Tier
1373380000001 | 8864 | Butcher Ct | Houston | 77055 |  | 29.794 | -95.5085 | Non-Lead | Don't Know | Unknown |  | Non-Lead | After 2014 |  | Non-Lead |  |  |  | Single Family Residence |  |  |  | Tier 5 |  |  | Non-Lead | No Tier
0805530000275 | 8302 | Leafy Ln | Houston | 77055 |  | 29.79241 | -95.4927 | Non-Lead | Don't Know | Unknown |  | Non-Lead | Between 1989 and 2014 |  | Non-Lead |  |  |  | Single Family Residence |  |  |  | Tier 5 |  |  | Non-Lead | No Tier
0803050000021 | 8925 | Bace Dr | Houston | 77055 |  | 29.78802 | -95.50998 | Non-Lead | Don't Know | Unknown |  | Non-Lead | After 2014 |  | Non-Lead |  |  |  | Single Family Residence |  |  |  | Tier 5 |  |  | Non-Lead | No Tier
1171690000013 | 20 | Village Oaks Ln | Houston | 77055 |  | 29.78912 | -95.51148 | Non-Lead | Don't Know | Unknown |  | Non-Lead | Between 1989 and 2014 |  | Non-Lead |  |  |  | Single Family Residence |  |  |  | Tier 5 |  |  | Non-Lead | No Tier
1160470010004 | 24 | Woodsborough Cir | Houston | 77055 |  | 29.78659 | -95.49944 | Non-Lead | Don't Know | Unknown |  | Non-Lead | Between 1989 and 2014 |  | Non-Lead |  |  |  | Single Family Residence |  |  |  | Tier 5 |  |  | Non-Lead | No Tier
0822750000131 | 8813 | Burkhart Rd | Houston | 77055 |  | 29.78928 | -95.50481 | Non-Lead | Don't Know | Unknown |  | Non-Lead | Between 1989 and 2014 |  | Non-Lead |  |  |  | Single Family Residence |  |  |  | Tier 5 |  |  | Non-Lead | No Tier
0925950000003 | 8830 | Winningham Ln | Houston | 77055 |  | 29.7889 | -95.50561 | Non-Lead | Don't Know | Unknown |  | Non-Lead | Between 1989 and 2014 |  | Non-Lead |  |  |  | Single Family Residence |  |  |  | Tier 5 |  |  | Non-Lead | No Tier
1289170030006 | 22 | Windsor Pl | Houston | 77055 |  | 29.7941 | -95.51316 | Non-Lead | Don't Know | Unknown |  | Non-Lead | Between 1989 and 2014 |  | Non-Lead |  |  |  | Single Family Residence |  |  |  | Tier 5 |  |  | Non-Lead | No Tier
1160470010008 | 21 | Woodsborough Cir | Houston | 77055 |  | 29.78702 | -95.49976 | Non-Lead | Don't Know | Unknown |  | Non-Lead | Between 1989 and 2014 |  | Non-Lead |  |  |  | Single Family Residence |  |  |  | Tier 5 |  |  | Non-Lead | No Tier
0805500000234 | 8420 | Merlin Dr | Houston | 77055 |  | 29.79233 | -95.49696 | Non-Lead | Don't Know | Unknown |  | Non-Lead | After 2014 |  | Non-Lead |  |  |  | Single Family Residence |  |  |  | Tier 5 |  |  | Non-Lead | No Tier
1172840010003 | 5 | Pecan Trail Ln | Houston | 77055 |  | 29.7861 | -95.51474 | Non-Lead | Don't Know | Unknown |  | Non-Lead | Between 1989 and 2014 |  | Non-Lead |  |  |  | Single Family Residence |  |  |  | Tier 5 |  |  | Non-Lead | No Tier
0805540000296 | 8320 | Merlin Dr | Houston | 77055 |  | 29.79229 | -95.49456 | Non-Lead | Don't Know | Unknown |  | Non-Lead | Between 1989 and 2014 |  | Non-Lead |  |  |  | Single Family Residence |  |  |  | Tier 5 |  |  | Non-Lead | No Tier
1259850010065 | 102 | S Creekside Ct | Houston | 77055 |  | 29.78728 | -95.49164 | Non-Lead | Don't Know | Unknown |  | Non-Lead | Between 1989 and 2014 |  | Non-Lead |  |  |  | Single Family Residence |  |  |  | Tier 5 |  |  | Non-Lead | No Tier
1259850010032 | 68 | S Creekside Ct | Houston | 77055 |  | 29.78727 | -95.49454 | Non-Lead | Don't Know | Unknown |  | Non-Lead | Between 1989 and 2014 |  | Non-Lead |  |  |  | Single Family Residence |  |  |  | Tier 5 |  |  | Non-Lead | No Tier
1259850010022 | 52 | N Creekside Ct | Houston | 77055 |  | 29.7876 | -95.4913 | Non-Lead | Don't Know | Unknown |  | Non-Lead | Between 1989 and 2014 |  | Non-Lead |  |  |  | Single Family Residence |  |  |  | Tier 5 |  |  | Non-Lead | No Tier
0772490040004 | 1110 | Loeser Dr | Houston | 77055 |  | 29.7874 | -95.51133 | Non-Lead | Don't Know | Unknown |  | Non-Lead | Between 1989 and 2014 |  | Non-Lead |  |  |  | Single Family Residence |  |  |  | Tier 5 |  |  | Non-Lead | No Tier
1000390000016 | 9022 | Lupton Ct | Houston | 77055 |  | 29.793 | -95.51367 | Non-Lead | Don't Know | Unknown |  | Non-Lead | After 2014 |  | Non-Lead |  |  |  | Single Family Residence |  |  |  | Tier 5 |  |  | Non-Lead | No Tier
1289170030001 | 2 | Windsor Pl | Houston | 77055 |  | 29.79411 | -95.51236 | Non-Lead | Don't Know | Unknown |  | Non-Lead | Between 1989 and 2014 |  | Non-Lead |  |  |  | Single Family Residence |  |  |  | Tier 5 |  |  | Non-Lead | No Tier
0800570000007 | 8621 | Lanell Ln | Houston | 77055 |  | 29.79565 | -95.50209 | Non-Lead | Don't Know | Unknown |  | Non-Lead | Between 1989 and 2014 |  | Non-Lead |  |  |  | Single Family Residence |  |  |  | Tier 5 |  |  | Non-Lead | No Tier
0791300080150 | 8420 | Lofland Dr | Houston | 77055 |  | 29.79523 | -95.49812 | Non-Lead | Don't Know | Unknown |  | Non-Lead - Other | Between 1989 and 2014 | Resident confirmed residential plumbing was replaced in the late 90&#39;s | Non-Lead |  |  |  | Single Family Residence |  |  |  | Tier 5 |  |  | Non-Lead | No Tier
0772490050005 | 1102 | Traweek St | Houston | 77055 |  | 29.78679 | -95.51033 | Non-Lead | Don't Know | Unknown |  | Non-Lead | Between 1989 and 2014 |  | Non-Lead |  |  |  | Single Family Residence |  |  |  | Tier 5 |  |  | Non-Lead | No Tier
440340020096 | 9215 | Hilldale St. | Houston | 77055 |  | 29.78769 | -95.51926 | Non-Lead | Don't Know | Unknown |  | Non-Lead | After 2014 |  | Non-Lead |  |  |  | Single Family Residence |  |  |  | Tier 5 |  |  | Non-Lead | No Tier
1289170020004 | 11 | Windsor Pl | Houston | 77055 |  | 29.79382 | -95.51261 | Non-Lead | Don't Know | Unknown |  | Non-Lead | Between 1989 and 2014 |  | Non-Lead |  |  |  | Single Family Residence |  |  |  | Tier 5 |  |  | Non-Lead | No Tier
1209480020005 | 1115 | Joshua Ln | Houston | 77055 |  | 30.00879 | -95.41159 | Non-Lead | Don't Know | Unknown |  | Non-Lead | Between 1989 and 2014 |  | Non-Lead |  |  |  | Single Family Residence |  |  |  | Tier 5 |  |  | Non-Lead | No Tier
1169110000002 | 26 | Inverness Park Way | Houston | 77055 |  | 29.79327 | -95.50933 | Non-Lead | Don't Know | Unknown |  | Non-Lead | Between 1989 and 2014 |  | Non-Lead |  |  |  | Single Family Residence |  |  |  | Tier 5 |  |  | Non-Lead | No Tier
1000390000014 | 9014 | Lupton Ct | Houston | 77055 |  | 29.79302 | -95.51318 | Non-Lead | Don't Know | Unknown |  | Non-Lead | After 2014 |  | Non-Lead |  |  |  | Single Family Residence |  |  |  | Tier 5 |  |  | Non-Lead | No Tier
0805600000365 | 1226 | Krist Dr | Houston | 77055 |  | 29.79096 | -95.49251 | Non-Lead | Don't Know | Unknown |  | Non-Lead | After 2014 |  | Non-Lead |  |  |  | Single Family Residence |  |  |  | Tier 5 |  |  | Non-Lead | No Tier
1089940000004 | 9024 | Larston St | Houston | 77055 |  | 29.79214 | -95.51264 | Non-Lead | Don't Know | Unknown |  | Non-Lead | Between 1989 and 2014 |  | Non-Lead |  |  |  | Single Family Residence |  |  |  | Tier 5 |  |  | Non-Lead | No Tier
0805500000238 | 2 | Tal Ct | Houston | 77055 |  | 29.79269 | -95.49621 | Non-Lead | Don't Know | Unknown |  | Non-Lead | After 2014 |  | Non-Lead |  |  |  | Single Family Residence |  |  |  | Tier 5 |  |  | Non-Lead | No Tier
1171520010002 | 8830 | Heather Cir | Houston | 77055 |  | 29.78826 | -95.50798 | Non-Lead | Don't Know | Unknown |  | Non-Lead | Between 1989 and 2014 |  | Non-Lead |  |  |  | Single Family Residence |  |  |  | Tier 5 |  |  | Non-Lead | No Tier
1259850010030 | 64 | S Creekside Ct | Houston | 77055 |  | 29.78727 | -95.49469 | Non-Lead | Don't Know | Unknown |  | Non-Lead | Between 1989 and 2014 |  | Non-Lead |  |  |  | Single Family Residence |  |  |  | Tier 5 |  |  | Non-Lead | No Tier
1171370000002 | 6 | Inverness Park Way | Houston | 77055 |  | 29.7928 | -95.50882 | Non-Lead | Don't Know | Unknown |  | Non-Lead | Between 1989 and 2014 |  | Non-Lead |  |  |  | Single Family Residence |  |  |  | Tier 5 |  |  | Non-Lead | No Tier
0805570000326 | 8413 | Cedarbrake Dr | Houston | 77055 |  | 29.79062 | -95.49639 | Non-Lead | Don't Know | Unknown |  | Non-Lead | After 2014 |  | Non-Lead |  |  |  | Single Family Residence |  |  |  | Tier 5 |  |  | Non-Lead | No Tier
0800560000011 | 8605 | Cedardale Dr | Houston | 77055 |  | 29.79474 | -95.50093 | Non-Lead | Don't Know | Unknown |  | Non-Lead | Between 1989 and 2014 |  | Non-Lead |  |  |  | Single Family Residence |  |  |  | Tier 5 |  |  | Non-Lead | No Tier
0800540000008 | 8617 | Lupton Ln | Houston | 77055 |  | 29.7926 | -95.5017 | Non-Lead | Don't Know | Unknown |  | Non-Lead | Between 1989 and 2014 |  | Non-Lead |  |  |  | Single Family Residence |  |  |  | Tier 5 |  |  | Non-Lead | No Tier
0822730000093 | 8801 | Cedarbrake Dr | Houston | 77055 |  | 29.79097 | -95.50398 | Non-Lead | Don't Know | Unknown |  | Non-Lead | Between 1989 and 2014 |  | Non-Lead |  |  |  | Single Family Residence |  |  |  | Tier 5 |  |  | Non-Lead | No Tier
1289170010011 | 2 | Windsor Ct | Houston | 77055 |  | 29.79408 | -95.512 | Non-Lead | Don't Know | Unknown |  | Non-Lead | Between 1989 and 2014 |  | Non-Lead |  |  |  | Single Family Residence |  |  |  | Tier 5 |  |  | Non-Lead | No Tier
0800590000004 | 1321 | Ben Hur Dr | Houston | 77055 |  | 29.79333 | -95.50617 | Non-Lead | Don't Know | Unknown |  | Non-Lead | Between 1989 and 2014 |  | Non-Lead |  |  |  | Single Family Residence |  |  |  | Tier 5 |  |  | Non-Lead | No Tier
1160470010019 | 18 | Woodsborough Cir | Houston | 77055 |  | 29.78771 | -95.50009 | Non-Lead | Don't Know | Unknown |  | Non-Lead | Between 1989 and 2014 |  | Non-Lead |  |  |  | Single Family Residence |  |  |  | Tier 5 |  |  | Non-Lead | No Tier
1174120000002 | 2 | Parkland Ct | Houston | 77055 |  | 29.78849 | -95.51892 | Non-Lead | Don't Know | Unknown |  | Non-Lead | Between 1989 and 2014 |  | Non-Lead |  |  |  | Single Family Residence |  |  |  | Tier 5 |  |  | Non-Lead | No Tier
0924690000003 | 8722 | Cedarspur Dr | Houston | 77055 |  | 29.79053 | -95.50304 | Non-Lead | Don't Know | Unknown |  | Non-Lead | Between 1989 and 2014 |  | Non-Lead |  |  |  | Single Family Residence |  |  |  | Tier 5 |  |  | Non-Lead | No Tier
1171690000009 | 12 | Village Oaks Ln | Houston | 77055 |  | 29.78913 | -95.51246 | Non-Lead | Don't Know | Unknown |  | Non-Lead | Between 1989 and 2014 |  | Non-Lead |  |  |  | Single Family Residence |  |  |  | Tier 5 |  |  | Non-Lead | No Tier
1160470010013 | 5 | Woodsborough Cir | Houston | 77055 |  | 29.78749 | -95.49856 | Non-Lead | Don't Know | Unknown |  | Non-Lead | Between 1989 and 2014 |  | Non-Lead |  |  |  | Single Family Residence |  |  |  | Tier 5 |  |  | Non-Lead | No Tier
1267930010001 | 8400 | Katy Freeway | Spring Valley Village | 77024 |  | 29.785953469040834 | -95.49344973105775 | Non-Lead | Don't Know | Unknown |  | Non-Lead | Between 1989 and 2014 |  | Non-Lead |  |  |  | Building |  |  |  | Tier 5 |  |  | Non-Lead | No Tier
1302550010008 | 8 | Burkhart Forest Ct | Houston | 77055 |  | 29.78967 | -95.49625 | Non-Lead | Don't Know | Unknown |  | Non-Lead | Between 1989 and 2014 |  | Non-Lead |  |  |  | Single Family Residence |  |  |  | Tier 5 |  |  | Non-Lead | No Tier
1160150010002 | 8440 | Burkhart Dr | Houston | 77055 |  | 29.78999 | -95.49886 | Non-Lead - Other | Don't Know | After 2014 | (CIP 2025) Service Line Replacement | Non-Lead | Between 1989 and 2014 |  | Non-Lead |  |  |  | Single Family Residence |  |  |  | Tier 1 |  |  | Non-Lead | No Tier
1224840010004 | 8838 | Inverness Park Way | Houston | 77055 |  | 29.79277 | -95.50737 | Non-Lead | Don't Know | Unknown |  | Non-Lead | Between 1989 and 2014 |  | Non-Lead |  |  |  | Single Family Residence |  |  |  | Tier 5 |  |  | Non-Lead | No Tier
1259850010052 | 88 | S Creekside Ct | Houston | 77055 |  | 29.78728 | -95.49275 | Non-Lead | Don't Know | Unknown |  | Non-Lead | Between 1989 and 2014 |  | Non-Lead |  |  |  | Single Family Residence |  |  |  | Tier 5 |  |  | Non-Lead | No Tier
0791300090161 | 8448 | Westview Dr | Houston | 77055 |  | 29.79423 | -95.49851 | Non-Lead | Don't Know | Unknown |  | Non-Lead | Between 1989 and 2014 |  | Non-Lead |  |  |  | Single Family Residence |  |  |  | Tier 5 |  |  | Non-Lead | No Tier
0780330020009 | 8633 | Merlin Dr | Houston | 77055 |  | 29.79184 | -95.50317 | Non-Lead | Don't Know | Unknown |  | Non-Lead | Between 1989 and 2014 |  | Non-Lead |  |  |  | Single Family Residence |  |  |  | Tier 5 |  |  | Non-Lead | No Tier
0924680000014 | 8721 | Cedarspur Dr | Houston | 77055 |  | 29.78992 | -95.50302 | Non-Lead | Don't Know | Unknown |  | Non-Lead - Plastic | Between 1989 and 2014 |  | Non-Lead |  |  |  | Single Family Residence |  |  |  | Tier 5 |  |  | Non-Lead | No Tier
1100330000015 | 8304 | Burkhart Ct | Houston | 77055 |  | 29.78951 | -95.49299 | Non-Lead - Other | Yes | After 2014 | Replaced in November 2024 as part of CIP project | Non-Lead | Before 1989 |  | Non-Lead |  |  |  | Single Family Residence |  |  |  | Tier 1 |  |  | Non-Lead | No Tier
1174120000005 | 5 | Parkland Ct | Houston | 77055 |  | 29.78848 | -95.51829 | Non-Lead | Don't Know | Unknown |  | Non-Lead | Between 1989 and 2014 |  | Non-Lead |  |  |  | Single Family Residence |  |  |  | Tier 5 |  |  | Non-Lead | No Tier
0810620000002 | 1123 | Green Valley Dr | Houston | 77055 |  | 29.78821 | -95.50474 | Non-Lead | Don't Know | Unknown |  | Non-Lead | Between 1989 and 2014 |  | Non-Lead |  |  |  | Single Family Residence |  |  |  | Tier 5 |  |  | Non-Lead | No Tier
0780330020001 | 8601 | Merlin Dr | Houston | 77055 |  | 29.79183 | -95.5007 | Non-Lead | Don't Know | Unknown |  | Non-Lead | Between 1989 and 2014 |  | Non-Lead |  |  |  | Single Family Residence |  |  |  | Tier 5 |  |  | Non-Lead | No Tier
1224730010002 | 2 | Cardwell Ct | Houston | 77055 |  | 29.78778 | -95.51345 | Non-Lead | Don't Know | Unknown |  | Non-Lead | Between 1989 and 2014 |  | Non-Lead |  |  |  | Single Family Residence |  |  |  | Tier 5 |  |  | Non-Lead | No Tier
1259850010036 | 72 | S Creekside Ct | Houston | 77055 |  | 29.78727 | -95.49424 | Non-Lead | Don't Know | Unknown |  | Non-Lead | Between 1989 and 2014 |  | Non-Lead |  |  |  | Single Family Residence |  |  |  | Tier 5 |  |  | Non-Lead | No Tier
0833270000016 | 1326 | Beutel Dr | Houston | 77055 |  | 29.79332 | -95.51134 | Non-Lead | Don't Know | Unknown |  | Non-Lead | After 2014 |  | Non-Lead |  |  |  | Single Family Residence |  |  |  | Tier 5 |  |  | Non-Lead | No Tier
0660350000017 | 1203 | Bingle Rd | Houston | 77055 |  | 29.78959 | -95.50073 | Non-Lead | Don't Know | Unknown |  | Non-Lead | Between 1989 and 2014 |  | Non-Lead |  |  |  | Single Family Residence |  |  |  | Tier 5 |  |  | Non-Lead | No Tier
0805540000293 | 8319 | Leafy Ln | Houston | 77055 |  | 29.79266 | -95.49408 | Non-Lead | Don't Know | Unknown |  | Non-Lead | Between 1989 and 2014 |  | Non-Lead |  |  |  | Single Family Residence |  |  |  | Tier 5 |  |  | Non-Lead | No Tier
1160470010003 | 26 | Woodsborough Cir | Houston | 77055 |  | 29.78659 | -95.49916 | Non-Lead | Don't Know | Unknown |  | Non-Lead | Between 1989 and 2014 |  | Non-Lead |  |  |  | Single Family Residence |  |  |  | Tier 5 |  |  | Non-Lead | No Tier
0772490030001 | 1118 | Lone Star Dr | Houston | 77055 |  | 29.78817 | -95.51252 | Non-Lead | Don't Know | Unknown |  | Non-Lead | Between 1989 and 2014 |  | Non-Lead |  |  |  | Single Family Residence |  |  |  | Tier 5 |  |  | Non-Lead | No Tier
0761470030026 | 9035 | Elizabeth Rd | Houston | 77055 |  | 29.79053 | -95.51361 | Non-Lead | Don't Know | Unknown |  | Non-Lead | After 2014 |  | Non-Lead |  |  |  | Single Family Residence |  |  |  | Tier 5 |  |  | Non-Lead | No Tier
0761470030023 | 1213 | Tamy Ln | Houston | 77055 |  | 29.79006 | -95.51306 | Non-Lead | Don't Know | Unknown |  | Non-Lead | After 2014 |  | Non-Lead |  |  |  | Single Family Residence |  |  |  | Tier 5 |  |  | Non-Lead | No Tier
1100300000003 | 1104 | Krist Dr | Houston | 77055 |  | 29.78855 | -95.49159 | Non-Lead | Don't Know | Unknown | (CIP 2024) Service Line Replacement | Non-Lead | Before 1989 |  | Non-Lead |  |  |  | Single Family Residence |  |  |  | Tier 1 |  |  | Lead | No Tier
0800540000002 | 8717 | Lupton Ln | Houston | 77055 |  | 29.79262 | -95.50325 | Non-Lead | Don't Know | Unknown |  | Non-Lead | Between 1989 and 2014 |  | Non-Lead |  |  |  | Single Family Residence |  |  |  | Tier 5 |  |  | Non-Lead | No Tier
1000390000015 | 9018 | Lupton Ct | Houston | 77055 |  | 29.79301 | -95.51342 | Non-Lead | Don't Know | Unknown |  | Non-Lead | After 2014 |  | Non-Lead |  |  |  | Single Family Residence |  |  |  | Tier 5 |  |  | Non-Lead | No Tier
1171850010001 | 8405 | Burkhart Rd | Houston | 77055 |  | 29.78921 | -95.49654 | Non-Lead - Other | Don't Know | After 2014 | (CIP 2025) Service Line Replacement | Non-Lead | Between 1989 and 2014 |  | Non-Lead |  |  |  | Single Family Residence |  |  |  | Tier 1 |  |  | Non-Lead | No Tier
0822730000089 | 8817 | Cedarbrake Dr | Houston | 77055 |  | 29.79095 | -95.50512 | Non-Lead | Don't Know | Unknown |  | Non-Lead | Between 1989 and 2014 |  | Non-Lead |  |  |  | Single Family Residence |  |  |  | Tier 5 |  |  | Non-Lead | No Tier
1171690000004 | 2 | Village Oaks Ln | Houston | 77055 |  | 29.78908 | -95.51368 | Non-Lead | Don't Know | Unknown |  | Non-Lead | Between 1989 and 2014 |  | Non-Lead |  |  |  | Single Family Residence |  |  |  | Tier 5 |  |  | Non-Lead | No Tier
1259850010006 | 12 | N Creekside Ct | Houston | 77055 |  | 29.78776 | -95.49485 | Non-Lead | Don't Know | Unknown |  | Non-Lead | Between 1989 and 2014 |  | Non-Lead |  |  |  | Single Family Residence |  |  |  | Tier 5 |  |  | Non-Lead | No Tier
1259850010033 | 19 | N Creekside Ct | Houston | 77055 |  | 29.78748 | -95.49439 | Non-Lead | Don't Know | Unknown |  | Non-Lead | Between 1989 and 2014 |  | Non-Lead |  |  |  | Single Family Residence |  |  |  | Tier 5 |  |  | Non-Lead | No Tier
0803040000008 | 6 | Fries Ct | Houston | 77055 |  | 29.78893 | -95.50936 | Non-Lead | Don't Know | Unknown |  | Non-Lead | Between 1989 and 2014 |  | Non-Lead |  |  |  | Single Family Residence |  |  |  | Tier 5 |  |  | Non-Lead | No Tier
0440340020160 | 1432 | Bingle Rd | Houston | 77055 |  | 29.79553 | -95.49998 | Non-Lead | Don't Know | Unknown |  | Non-Lead | After 2014 |  | Non-Lead |  |  |  | Single Family Residence |  |  |  | Tier 5 |  |  | Non-Lead | No Tier
1123400000001 | 1149 | Fries Rd | Houston | 77055 |  | 29.78881 | -95.50873 | Non-Lead | Don't Know | Unknown |  | Non-Lead | Between 1989 and 2014 |  | Non-Lead |  |  |  | Single Family Residence |  |  |  | Tier 5 |  |  | Non-Lead | No Tier
0805500000240 | 8406 | Merlin Dr | Houston | 77055 |  | 29.79233 | -95.49601 | Non-Lead | Don't Know | Unknown |  | Non-Lead | After 2014 |  | Non-Lead |  |  |  | Single Family Residence |  |  |  | Tier 5 |  |  | Non-Lead | No Tier
0791300120205 | 8421 | Raylin Dr | Houston | 77055 |  | 29.79307 | -95.49701 | Non-Lead | Don't Know | Unknown |  | Non-Lead | Between 1989 and 2014 |  | Non-Lead |  |  |  | Single Family Residence |  |  |  | Tier 5 |  |  | Non-Lead | No Tier
1089940000010 | 9041 | Larston St | Houston | 77055 |  | 29.79158 | -95.51352 | Non-Lead | Don't Know | Unknown |  | Non-Lead | After 2014 |  | Non-Lead |  |  |  | Single Family Residence |  |  |  | Tier 5 |  |  | Non-Lead | No Tier
1316980000001 | 8420 | Burkhart Rd | Houston | 77055 |  | 29.79 | -95.49757 | Non-Lead - Other | Don't Know | After 2014 | (CIP 2025) Service Line Replacement | Non-Lead | After 2014 |  | Non-Lead |  |  |  | Single Family Residence |  |  |  | Tier 1 |  |  | Non-Lead | No Tier
0780330030002 | 1226 | Voss Rd | Houston | 77055 |  | 29.79151 | -95.50338 | Non-Lead | Don't Know | Unknown |  | Non-Lead - Other | After 2014 | Resident updated plumbing in 2016 | Non-Lead |  |  |  | Single Family Residence |  |  |  | Tier 5 |  |  | Non-Lead | No Tier
1259850010043 | 29 | N Creekside Ct | Houston | 77055 |  | 29.78748 | -95.49363 | Non-Lead | Don't Know | Unknown |  | Non-Lead | Between 1989 and 2014 |  | Non-Lead |  |  |  | Single Family Residence |  |  |  | Tier 5 |  |  | Non-Lead | No Tier
1286380010001 | 1215 | Campbell Road | Spring Valley Village | 77055 |  | 29.789036632641185 | -95.51638107216213 | Non-Lead | Don't Know | Unknown |  | Non-Lead | Unknown |  | Non-Lead |  |  |  | Other |  |  |  | Tier 5 |  |  | Non-Lead | No Tier
0800540000001 | 8721 | Lupton Ln | Houston | 77055 |  | 29.79262 | -95.50351 | Non-Lead | Don't Know | Unknown |  | Non-Lead | After 2014 |  | Non-Lead |  |  |  | Single Family Residence |  |  |  | Tier 5 |  |  | Non-Lead | No Tier
1173090000003 | 5 | Martin Ct | Houston | 77055 |  | 29.78729 | -95.51954 | Non-Lead | Don't Know | Unknown |  | Non-Lead | Between 1989 and 2014 |  | Non-Lead |  |  |  | Single Family Residence |  |  |  | Tier 5 |  |  | Non-Lead | No Tier
1259850010056 | 92 | S Creekside Ct | Houston | 77055 |  | 29.78728 | -95.49243 | Non-Lead | Don't Know | Unknown |  | Non-Lead | Between 1989 and 2014 |  | Non-Lead |  |  |  | Single Family Residence |  |  |  | Tier 5 |  |  | Non-Lead | No Tier
0731590000028 | 1110 | Bade St | Houston | 77055 |  | 29.78676 | -95.51763 | Non-Lead | Don't Know | Unknown |  | Non-Lead | Between 1989 and 2014 |  | Non-Lead |  |  |  | Single Family Residence |  |  |  | Tier 5 |  |  | Non-Lead | No Tier
0780330020007 | 8625 | Merlin Dr | Houston | 77055 |  | 29.79184 | -95.50256 | Non-Lead | Don't Know | Unknown |  | Non-Lead | Between 1989 and 2014 |  | Non-Lead |  |  |  | Single Family Residence |  |  |  | Tier 5 |  |  | Non-Lead | No Tier
1041080000003 | 9209 | Hilldale St. | Houston | 77055 |  | 29.78769 | -95.5187 | Non-Lead | Don't Know | Unknown |  | Non-Lead | Between 1989 and 2014 |  | Non-Lead |  |  |  | Single Family Residence |  |  |  | Tier 5 |  |  | Non-Lead | No Tier
0761470020015 | 1222 | Mickey Way | Houston | 77055 |  | 29.79025 | -95.51034 | Non-Lead | Don't Know | Unknown |  | Non-Lead | Between 1989 and 2014 |  | Non-Lead |  |  |  | Single Family Residence |  |  |  | Tier 5 |  |  | Non-Lead | No Tier
1414090010001 | 9210 | Old Katy Rd | Houston | 77055 |  | 29.783863887262683 | -95.44580104884884 | Non-Lead | Don't Know | Unknown |  | Non-Lead | After 2014 |  | Non-Lead |  |  |  | Building |  |  |  | Tier 5 |  |  | Non-Lead | No Tier
0835850000004 | 8718 | Winningham Ln | Houston | 77055 |  | 29.78865 | -95.50268 | Non-Lead | Don't Know | Unknown |  | Non-Lead | After 2014 |  | Non-Lead |  |  |  | Single Family Residence |  |  |  | Tier 5 |  |  | Non-Lead | No Tier
0805560000314 | 8406 | Cedarbrake Dr | Houston | 77055 |  | 29.79113 | -95.49598 | Non-Lead | Don't Know | Unknown |  | Non-Lead | After 2014 |  | Non-Lead |  |  |  | Single Family Residence |  |  |  | Tier 5 |  |  | Non-Lead | No Tier
1209480020007 | 1107 | Joshua Ln | Houston | 77055 |  | 30.00864 | -95.41188 | Non-Lead | Don't Know | Unknown |  | Non-Lead | Between 1989 and 2014 |  | Non-Lead |  |  |  | Single Family Residence |  |  |  | Tier 5 |  |  | Non-Lead | No Tier
0772490040001 | 1122 | Loeser Dr | Houston | 77055 |  | 29.78817 | -95.51147 | Non-Lead | Don't Know | Unknown |  | Non-Lead | After 2014 |  | Non-Lead |  |  |  | Single Family Residence |  |  |  | Tier 5 |  |  | Non-Lead | No Tier
1171850010004 | 8418 | Winningham Ln | Houston | 77055 |  | 29.78885 | -95.49655 | Non-Lead - Other | Don't Know | After 2014 | Replaced in April 2025 CIP project | Non-Lead | Between 1989 and 2014 |  | Non-Lead |  |  |  | Single Family Residence |  |  |  | Tier 1 |  |  | Non-Lead | No Tier
0810630000003 | 8724 | Cavell Ln | Houston | 77055 |  | 29.78624 | -95.50381 | Non-Lead | Don't Know | Unknown |  | Non-Lead | Between 1989 and 2014 |  | Non-Lead |  |  |  | Single Family Residence |  |  |  | Tier 5 |  |  | Non-Lead | No Tier
0805540000284 | 8316 | Merlin Dr | Houston | 77055 |  | 29.79229 | -95.49424 | Non-Lead | Don't Know | Unknown |  | Non-Lead | Between 1989 and 2014 |  | Non-Lead |  |  |  | Single Family Residence |  |  |  | Tier 5 |  |  | Non-Lead | No Tier
0800590000012 | 1239 | Ben Hur Dr | Houston | 77055 |  | 29.79138 | -95.50621 | Non-Lead | Don't Know | Unknown |  | Non-Lead | Between 1989 and 2014 |  | Non-Lead |  |  |  | Single Family Residence |  |  |  | Tier 5 |  |  | Non-Lead | No Tier
1289170030003 | 10 | Windsor Pl | Houston | 77055 |  | 29.7941 | -95.51269 | Non-Lead | Don't Know | Unknown |  | Non-Lead | Between 1989 and 2014 |  | Non-Lead |  |  |  | Single Family Residence |  |  |  | Tier 5 |  |  | Non-Lead | No Tier
0761470040032 | 9011 | Elizabeth Rd | Houston | 77055 |  | 29.79067 | -95.51155 | Non-Lead | Don't Know | Unknown |  | Non-Lead | After 2014 |  | Non-Lead |  |  |  | Single Family Residence |  |  |  | Tier 5 |  |  | Non-Lead | No Tier
1173090000006 | 10 | Martin Ct | Houston | 77055 |  | 29.78675 | -95.51928 | Non-Lead | Don't Know | Unknown |  | Non-Lead | Between 1989 and 2014 |  | Non-Lead |  |  |  | Single Family Residence |  |  |  | Tier 5 |  |  | Non-Lead | No Tier
0800570000013 | 8706 | Cedardale Dr | Houston | 77055 |  | 29.79524 | -95.5026 | Non-Lead | Don't Know | Unknown |  | Non-Lead - Other | After 2014 | Resident updated all plumbing in 2017 | Non-Lead |  |  |  | Single Family Residence |  |  |  | Tier 5 |  |  | Non-Lead | No Tier
0761470040030 | 9017 | Elizabeth Rd | Houston | 77055 |  | 29.79069 | -95.51219 | Non-Lead | Don't Know | Unknown |  | Non-Lead | Between 1989 and 2014 |  | Non-Lead |  |  |  | Single Family Residence |  |  |  | Tier 5 |  |  | Non-Lead | No Tier
0925950000004 | 8834 | Winningham Ln | Houston | 77055 |  | 29.78889 | -95.5059 | Non-Lead | Don't Know | Unknown |  | Non-Lead | After 2014 |  | Non-Lead |  |  |  | Single Family Residence |  |  |  | Tier 5 |  |  | Non-Lead | No Tier
0810640000002 | 8719 | Cavell Ln | Houston | 77055 |  | 29.7857 | -95.50345 | Non-Lead | Don't Know | Unknown |  | Non-Lead | After 2014 |  | Non-Lead |  |  |  | Single Family Residence |  |  |  | Tier 5 |  |  | Non-Lead | No Tier
1169110000001 | 24 | Inverness Park Way | Houston | 77055 |  | 29.79306 | -95.50934 | Non-Lead | Don't Know | Unknown |  | Non-Lead | Between 1989 and 2014 |  | Non-Lead |  |  |  | Single Family Residence |  |  |  | Tier 5 |  |  | Non-Lead | No Tier
1259850010007 | 16 | N Creekside Ct | Houston | 77055 |  | 29.78776 | -95.49457 | Non-Lead | Don't Know | Unknown |  | Non-Lead | Between 1989 and 2014 |  | Non-Lead |  |  |  | Single Family Residence |  |  |  | Tier 5 |  |  | Non-Lead | No Tier
0761470020018 | 9005 | Randy Dr | Houston | 77055 |  | 29.78975 | -95.5111 | Non-Lead | Don't Know | Unknown |  | Non-Lead | After 2014 |  | Non-Lead |  |  |  | Single Family Residence |  |  |  | Tier 5 |  |  | Non-Lead | No Tier
1259850010026 | 60 | N Creekside Ct | Houston | 77055 |  | 29.78727 | -95.49057 | Non-Lead | Don't Know | Unknown |  | Non-Lead | Between 1989 and 2014 |  | Non-Lead |  |  |  | Single Family Residence |  |  |  | Tier 5 |  |  | Non-Lead | No Tier
0822750000129 | 8821 | Burkhart Rd | Houston | 77055 |  | 29.78927 | -95.50537 | Non-Lead | Don't Know | Unknown |  | Non-Lead | After 2014 |  | Non-Lead |  |  |  | Single Family Residence |  |  |  | Tier 5 |  |  | Non-Lead | No Tier
0772490020013 | 1105 | Lone Star Dr | Houston | 77055 |  | 29.78731 | -95.513 | Non-Lead | Don't Know | Unknown |  | Non-Lead | Between 1989 and 2014 |  | Non-Lead |  |  |  | Single Family Residence |  |  |  | Tier 5 |  |  | Non-Lead | No Tier
0791300120209 | 8405 | Raylin Dr | Houston | 77055 |  | 29.79307 | -95.49598 | Non-Lead | Don't Know | Unknown |  | Non-Lead | Between 1989 and 2014 |  | Non-Lead |  |  |  | Single Family Residence |  |  |  | Tier 5 |  |  | Non-Lead | No Tier
0761470010004 | 9026 | Elizabeth Rd | Houston | 77055 |  | 29.79117 | -95.51286 | Non-Lead | Don't Know | Unknown |  | Non-Lead | Between 1989 and 2014 |  | Non-Lead |  |  |  | Single Family Residence |  |  |  | Tier 5 |  |  | Non-Lead | No Tier
0805580000345 | 8316 | Cedarbrake Dr | Houston | 77055 |  | 29.79134 | -95.49399 | Non-Lead | Don't Know | Unknown |  | Non-Lead | Between 1989 and 2014 |  | Non-Lead |  |  |  | Single Family Residence |  |  |  | Tier 5 |  |  | Non-Lead | No Tier
1289170020005 | 7 | Windsor Pl | Houston | 77055 |  | 29.79382 | -95.51245 | Non-Lead | Don't Know | Unknown |  | Non-Lead | Between 1989 and 2014 |  | Non-Lead |  |  |  | Single Family Residence |  |  |  | Tier 5 |  |  | Non-Lead | No Tier
1259850010001 | 2 | N Creekside Ct | Houston | 77055 |  | 29.78736 | -95.49518 | Non-Lead | Don't Know | Unknown |  | Non-Lead | Between 1989 and 2014 |  | Non-Lead |  |  |  | Single Family Residence |  |  |  | Tier 5 |  |  | Non-Lead | No Tier
0761470040034 | 9001 | Elizabeth Rd | Houston | 77055 |  | 29.79065 | -95.51093 | Non-Lead | Don't Know | Unknown |  | Non-Lead | After 2014 |  | Non-Lead |  |  |  | Single Family Residence |  |  |  | Tier 5 |  |  | Non-Lead | No Tier
1259850010061 | 47 | N Creekside Ct | Houston | 77055 |  | 29.78749 | -95.49196 | Non-Lead | Don't Know | Unknown |  | Non-Lead | Between 1989 and 2014 |  | Non-Lead |  |  |  | Single Family Residence |  |  |  | Tier 5 |  |  | Non-Lead | No Tier
1160470010023 | 10 | Woodsborough Cir | Houston | 77055 |  | 29.78793 | -95.49901 | Non-Lead | Don't Know | Unknown |  | Non-Lead | Between 1989 and 2014 |  | Non-Lead |  |  |  | Single Family Residence |  |  |  | Tier 5 |  |  | Non-Lead | No Tier
1289170030011 | 43 | Windsor Ct | Houston | 77055 |  | 29.79368 | -95.51354 | Non-Lead | Don't Know | Unknown |  | Non-Lead | Between 1989 and 2014 |  | Non-Lead |  |  |  | Single Family Residence |  |  |  | Tier 5 |  |  | Non-Lead | No Tier
1171690000003 | 3 | Village Oaks Ln | Houston | 77055 |  | 29.78955 | -95.51355 | Non-Lead | Don't Know | Unknown |  | Non-Lead | Between 1989 and 2014 |  | Non-Lead |  |  |  | Single Family Residence |  |  |  | Tier 5 |  |  | Non-Lead | No Tier
1289170030002 | 6 | Windsor Pl | Houston | 77055 |  | 29.7941 | -95.51253 | Non-Lead | Don't Know | Unknown |  | Non-Lead | Between 1989 and 2014 |  | Non-Lead |  |  |  | Single Family Residence |  |  |  | Tier 5 |  |  | Non-Lead | No Tier
0822730000095 | 8806 | Cedarspur Dr | Houston | 77055 |  | 29.79064 | -95.50416 | Non-Lead | Don't Know | Unknown |  | Non-Lead | After 2014 |  | Non-Lead |  |  |  | Single Family Residence |  |  |  | Tier 5 |  |  | Non-Lead | No Tier
1302550010007 | 7 | Burkhart Forest Ct | Houston | 77055 |  | 29.78989 | -95.49627 | Non-Lead | Don't Know | Unknown |  | Non-Lead | Between 1989 and 2014 |  | Non-Lead |  |  |  | Single Family Residence |  |  |  | Tier 5 |  |  | Non-Lead | No Tier
1289170010002 | 38 | Windsor Ct | Houston | 77055 |  | 29.79332 | -95.51343 | Non-Lead | Don't Know | Unknown |  | Non-Lead | Between 1989 and 2014 |  | Non-Lead |  |  |  | Single Family Residence |  |  |  | Tier 5 |  |  | Non-Lead | No Tier
1302550010002 | 2 | Burkhart Forest Ct | Houston | 77055 |  | 29.78989 | -95.49565 | Non-Lead | Don't Know | Unknown |  | Non-Lead | Between 1989 and 2014 |  | Non-Lead |  |  |  | Single Family Residence |  |  |  | Tier 5 |  |  | Non-Lead | No Tier
1174640000009 | 8921 | Cardwell Dr | Houston | 77055 |  | 29.78769 | -95.50985 | Non-Lead | Don't Know | Unknown |  | Non-Lead | Between 1989 and 2014 |  | Non-Lead |  |  |  | Single Family Residence |  |  |  | Tier 5 |  |  | Non-Lead | No Tier
1157540000002 | 1422 | Bingle Rd | Houston | 77055 |  | 29.79487 | -95.50004 | Non-Lead | Don't Know | Unknown |  | Non-Lead | Between 1989 and 2014 |  | Non-Lead |  |  |  | Single Family Residence |  |  |  | Tier 5 |  |  | Non-Lead | No Tier
0780330010016 | 8622 | Merlin Dr | Houston | 77055 |  | 29.79227 | -95.50225 | Non-Lead | Don't Know | Unknown |  | Non-Lead | Between 1989 and 2014 |  | Non-Lead |  |  |  | Single Family Residence |  |  |  | Tier 5 |  |  | Non-Lead | No Tier
1171690000015 | 24 | Village Oaks Ln | Houston | 77055 |  | 29.78905 | -95.51064 | Non-Lead | Don't Know | Unknown |  | Non-Lead | Between 1989 and 2014 |  | Non-Lead |  |  |  | Single Family Residence |  |  |  | Tier 5 |  |  | Non-Lead | No Tier
0805530000264 | 8346 | Leafy Ln | Houston | 77055 |  | 29.79342 | -95.49501 | Non-Lead | Don't Know | Unknown |  | Non-Lead | Between 1989 and 2014 |  | Non-Lead |  |  |  | Single Family Residence |  |  |  | Tier 5 |  |  | Non-Lead | No Tier
0805520000251 | 8445 | Merlin Dr | Houston | 77055 |  | 29.79183 | -95.49816 | Non-Lead | Don't Know | Unknown |  | Non-Lead - Copper | Between 1989 and 2014 | Customer confirmed to city plumbing was replaced in 1998. | Non-Lead |  |  |  | Single Family Residence |  |  |  | Tier 5 |  |  | Non-Lead | No Tier
0791300100180 | 9 | Cam Ct | Houston | 77055 |  | 29.79395 | -95.49617 | Non-Lead | Don't Know | Unknown |  | Non-Lead | Between 1989 and 2014 |  | Non-Lead |  |  |  | Single Family Residence |  |  |  | Tier 5 |  |  | Non-Lead | No Tier
0800550000023 | 8718 | Lupton Ln | Houston | 77055 |  | 29.79315 | -95.50323 | Non-Lead | Don't Know | Unknown |  | Non-Lead | Between 1989 and 2014 |  | Non-Lead |  |  |  | Single Family Residence |  |  |  | Tier 5 |  |  | Non-Lead | No Tier
0791300080145 | 1421 | Neeley Dr | Houston | 77055 |  | 29.79521 | -95.49942 | Non-Lead | Don't Know | Unknown |  | Non-Lead | After 2014 |  | Non-Lead |  |  |  | Single Family Residence |  |  |  | Tier 5 |  |  | Non-Lead | No Tier
1173090000005 | 8 | Martin Ct | Houston | 77055 |  | 29.787 | -95.51926 | Non-Lead | Don't Know | Unknown |  | Non-Lead | Between 1989 and 2014 |  | Non-Lead |  |  |  | Single Family Residence |  |  |  | Tier 5 |  |  | Non-Lead | No Tier
0800570000012 | 8710 | Cedardale Dr | Houston | 77055 |  | 29.79525 | -95.50286 | Non-Lead | Don't Know | Unknown |  | Non-Lead | Between 1989 and 2014 |  | Non-Lead |  |  |  | Single Family Residence |  |  |  | Tier 5 |  |  | Non-Lead | No Tier
0822730000092 | 8805 | Cedarbrake Dr | Houston | 77055 |  | 29.79096 | -95.50428 | Non-Lead | Don't Know | Unknown |  | Non-Lead | Between 1989 and 2014 |  | Non-Lead |  |  |  | Single Family Residence |  |  |  | Tier 5 |  |  | Non-Lead | No Tier
0831210000001 | 8949 | Croes Dr | Houston | 77055 |  | 29.79099 | -95.5099 | Non-Lead | Don't Know | Unknown |  | Non-Lead | After 2014 |  | Non-Lead |  |  |  | Single Family Residence |  |  |  | Tier 5 |  |  | Non-Lead | No Tier
1160470010012 | 3 | Woodsborough Cir | Houston | 77055 |  | 29.7871 | -95.49858 | Non-Lead | Don't Know | Unknown |  | Non-Lead | Between 1989 and 2014 |  | Non-Lead |  |  |  | Single Family Residence |  |  |  | Tier 5 |  |  | Non-Lead | No Tier
0803040000009 | 2 | Fries Ct | Houston | 77055 |  | 29.78872 | -95.50935 | Non-Lead | Don't Know | Unknown |  | Non-Lead | After 2014 |  | Non-Lead |  |  |  | Single Family Residence |  |  |  | Tier 5 |  |  | Non-Lead | No Tier
0835850000007 | 8706 | Winningham Ln | Houston | 77055 |  | 29.78865 | -95.50194 | Non-Lead | Don't Know | Unknown |  | Non-Lead | After 2014 |  | Non-Lead |  |  |  | Single Family Residence |  |  |  | Tier 5 |  |  | Non-Lead | No Tier
1099070000002 | 8606 | Cedardale Dr | Houston | 77055 |  | 29.79544 | -95.50095 | Non-Lead | Don't Know | Unknown |  | Non-Lead | Between 1989 and 2014 |  | Non-Lead |  |  |  | Single Family Residence |  |  |  | Tier 5 |  |  | Non-Lead | No Tier
0800620000037 | 8806 | Merlin Dr | Houston | 77055 |  | 29.7923 | -95.50419 | Non-Lead | Don't Know | Unknown |  | Non-Lead | Between 1989 and 2014 |  | Non-Lead |  |  |  | Single Family Residence |  |  |  | Tier 5 |  |  | Non-Lead | No Tier
0805570000325 | 8417 | Cedarbrake Dr | Houston | 77055 |  | 29.79062 | -95.49663 | Non-Lead | Don't Know | Unknown |  | Non-Lead - Other | After 2014 | Resident updated plumbing in 2024 to PEX | Non-Lead |  |  |  | Single Family Residence |  |  |  | Tier 5 |  |  | Non-Lead | No Tier
0780330010014 | 8614 | Merlin Dr | Houston | 77055 |  | 29.79227 | -95.50163 | Non-Lead | Don't Know | Unknown |  | Non-Lead | Between 1989 and 2014 |  | Non-Lead |  |  |  | Single Family Residence |  |  |  | Tier 5 |  |  | Non-Lead | No Tier
1171360000001 | 8612 | Lanell Ln | Houston | 77055 |  | 29.7958 | -95.50127 | Non-Lead | Don't Know | Unknown |  | Non-Lead | Between 1989 and 2014 |  | Non-Lead |  |  |  | Single Family Residence |  |  |  | Tier 5 |  |  | Non-Lead | No Tier
1160470010010 | 25 | Woodsborough Cir | Houston | 77055 |  | 29.78708 | -95.49924 | Non-Lead | Don't Know | Unknown |  | Non-Lead | Between 1989 and 2014 |  | Non-Lead |  |  |  | Single Family Residence |  |  |  | Tier 5 |  |  | Non-Lead | No Tier
1289170020008 | 23 | Windsor Ct | Houston | 77055 |  | 29.79363 | -95.51245 | Non-Lead | Don't Know | Unknown |  | Non-Lead | Between 1989 and 2014 |  | Non-Lead |  |  |  | Single Family Residence |  |  |  | Tier 5 |  |  | Non-Lead | No Tier
1289170030008 | 30 | Windsor Pl | Houston | 77055 |  | 29.79391 | -95.51334 | Non-Lead | Don't Know | Unknown |  | Non-Lead | Between 1989 and 2014 |  | Non-Lead |  |  |  | Single Family Residence |  |  |  | Tier 5 |  |  | Non-Lead | No Tier
0822750000130 | 8817 | Burkhart Rd | Houston | 77055 |  | 29.78928 | -95.50509 | Non-Lead | Don't Know | Unknown |  | Non-Lead | Between 1989 and 2014 |  | Non-Lead |  |  |  | Single Family Residence |  |  |  | Tier 5 |  |  | Non-Lead | No Tier
0835850000006 | 8710 | Winningham Ln | Houston | 77055 |  | 29.78865 | -95.50218 | Non-Lead | Don't Know | Unknown |  | Non-Lead - Plastic | Between 1989 and 2014 | Resident confirmed plumbing was updated to PVC in the early 2000&#39;s | Non-Lead |  |  |  | Single Family Residence |  |  |  | Tier 5 |  |  | Non-Lead | No Tier
0830790000009 | 8933 | Croes Dr | Houston | 77055 |  | 29.79017 | -95.5099 | Non-Lead | Don't Know | Unknown |  | Non-Lead | After 2014 |  | Non-Lead |  |  |  | Single Family Residence |  |  |  | Tier 5 |  |  | Non-Lead | No Tier
1171690000012 | 18 | Village Oaks Ln | Houston | 77055 |  | 29.78913 | -95.51174 | Non-Lead | Don't Know | Unknown |  | Non-Lead | Between 1989 and 2014 |  | Non-Lead |  |  |  | Single Family Residence |  |  |  | Tier 5 |  |  | Non-Lead | No Tier
0943260000012 | 8703 | Green Valley Dr | Houston | 77055 |  | 29.78713 | -95.50202 | Non-Lead | Don't Know | Unknown |  | Non-Lead | After 2014 |  | Non-Lead |  |  |  | Single Family Residence |  |  |  | Tier 5 |  |  | Non-Lead | No Tier
1224840010007 | 8826 | Inverness Park Way | Houston | 77055 |  | 29.79276 | -95.50664 | Non-Lead | Don't Know | Unknown |  | Non-Lead | Between 1989 and 2014 |  | Non-Lead |  |  |  | Single Family Residence |  |  |  | Tier 5 |  |  | Non-Lead | No Tier
0800560000010 | 8609 | Cedardale Dr | Houston | 77055 |  | 29.79474 | -95.5012 | Non-Lead | Don't Know | Unknown |  | Non-Lead | After 2014 |  | Non-Lead |  |  |  | Single Family Residence |  |  |  | Tier 5 |  |  | Non-Lead | No Tier
0805580000331 | 1304 | Pech Rd | Houston | 77055 |  | 29.79151 | -95.49521 | Non-Lead | Don't Know | Unknown |  | Non-Lead | After 2014 |  | Non-Lead |  |  |  | Single Family Residence |  |  |  | Tier 5 |  |  | Non-Lead | No Tier
1100270000007 | 8444 | Winningham Ln | Houston | 77055 |  | 29.78846 | -95.4988 | Non-Lead - Other | Don't Know | After 2014 | Replaced in April 2025 CIP project | Non-Lead | Between 1989 and 2014 |  | Non-Lead |  |  |  | Single Family Residence |  |  |  | Tier 1 |  |  | Non-Lead | No Tier
0805590000352 | 8329 | Cedarbrake Dr | Houston | 77055 |  | 29.79078 | -95.49477 | Non-Lead | Don't Know | Unknown |  | Non-Lead | After 2014 |  | Non-Lead |  |  |  | Single Family Residence |  |  |  | Tier 5 |  |  | Non-Lead | No Tier
1171690000001 | 15 | Village Oaks Ln | Houston | 77055 |  | 29.78948 | -95.51137 | Non-Lead | Don't Know | Unknown |  | Non-Lead | Between 1989 and 2014 |  | Non-Lead |  |  |  | Single Family Residence |  |  |  | Tier 5 |  |  | Non-Lead | No Tier
1259850010040 | 76 | S Creekside Ct | Houston | 77055 |  | 29.78727 | -95.49394 | Non-Lead | Don't Know | Unknown |  | Non-Lead | Between 1989 and 2014 |  | Non-Lead |  |  |  | Single Family Residence |  |  |  | Tier 5 |  |  | Non-Lead | No Tier
1171690000016 | 26 | Village Oaks Ln | Houston | 77055 |  | 29.78911 | -95.51044 | Non-Lead | Don't Know | Unknown |  | Non-Lead | Between 1989 and 2014 |  | Non-Lead |  |  |  | Single Family Residence |  |  |  | Tier 5 |  |  | Non-Lead | No Tier
1267930010004 | 8404 | Katy Freeway | Spring Valley Village | 77024 |  | 29.785144499167586 | -95.49195607216168 | Non-Lead | Don't Know | Unknown |  | Non-Lead | Between 1989 and 2014 |  | Non-Lead |  |  |  | Building |  |  |  | Tier 5 |  |  | Non-Lead | No Tier
1340450010001 | 1306 | Caudle Dr | Houston | 77055 |  | 29.79316 | -95.5044 | Non-Lead | Don't Know | Unknown |  | Non-Lead | Between 1989 and 2014 |  | Non-Lead |  |  |  | Single Family Residence |  |  |  | Tier 5 |  |  | Non-Lead | No Tier
0841210000003 | 8866 | Cardwell Dr | Houston | 77055 |  | 29.78748 | -95.50748 | Non-Lead | Don't Know | Unknown |  | Non-Lead | Between 1989 and 2014 |  | Non-Lead |  |  |  | Single Family Residence |  |  |  | Tier 5 |  |  | Non-Lead | No Tier
1171370000003 | 10 | Inverness Park Way | Houston | 77055 |  | 29.7928 | -95.50911 | Non-Lead | Don't Know | Unknown |  | Non-Lead | Between 1989 and 2014 |  | Non-Lead |  |  |  | Single Family Residence |  |  |  | Tier 5 |  |  | Non-Lead | No Tier
0803050000015 | 8901 | Bace Dr | Houston | 77055 |  | 29.78799 | -95.50845 | Non-Lead | Don't Know | Unknown |  | Non-Lead | After 2014 |  | Non-Lead |  |  |  | Single Family Residence |  |  |  | Tier 5 |  |  | Non-Lead | No Tier
1171690000014 | 22 | Village Oaks Ln | Houston | 77055 |  | 29.78912 | -95.51118 | Non-Lead | Don't Know | Unknown |  | Non-Lead | Between 1989 and 2014 |  | Non-Lead |  |  |  | Single Family Residence |  |  |  | Tier 5 |  |  | Non-Lead | No Tier
0800590000007 | 1309 | Ben Hur Dr | Houston | 77055 |  | 29.79262 | -95.50624 | Non-Lead | Don't Know | Unknown |  | Non-Lead | Between 1989 and 2014 |  | Non-Lead |  |  |  | Single Family Residence |  |  |  | Tier 5 |  |  | Non-Lead | No Tier
1169110000006 | 34 | Inverness Park Way | Houston | 77055 |  | 29.79407 | -95.50945 | Non-Lead | Don't Know | Unknown |  | Non-Lead | Between 1989 and 2014 |  | Non-Lead |  |  |  | Single Family Residence |  |  |  | Tier 5 |  |  | Non-Lead | No Tier
1373380000002 | 8868 | Butcher Ct | Houston | 77055 |  | 29.79379 | -95.50852 | Non-Lead | Don't Know | Unknown |  | Non-Lead | After 2014 |  | Non-Lead |  |  |  | Single Family Residence |  |  |  | Tier 5 |  |  | Non-Lead | No Tier
1209480020001 | 1131 | Joshua Ln | Houston | 77055 |  | 30.00852 | -95.41166 | Non-Lead | Don't Know | Unknown |  | Non-Lead | Between 1989 and 2014 |  | Non-Lead |  |  |  | Single Family Residence |  |  |  | Tier 5 |  |  | Non-Lead | No Tier
1259850010037 | 23 | N Creekside Ct | Houston | 77055 |  | 29.78748 | -95.49409 | Non-Lead | Don't Know | Unknown |  | Non-Lead | Between 1989 and 2014 |  | Non-Lead |  |  |  | Single Family Residence |  |  |  | Tier 5 |  |  | Non-Lead | No Tier
0822750000133 | 8805 | Burkhart Rd | Houston | 77055 |  | 29.78929 | -95.50423 | Non-Lead | Don't Know | Unknown |  | Non-Lead | Between 1989 and 2014 |  | Non-Lead |  |  |  | Single Family Residence |  |  |  | Tier 5 |  |  | Non-Lead | No Tier
1289170020002 | 19 | Windsor Pl | Houston | 77055 |  | 29.79393 | -95.513 | Non-Lead | Don't Know | Unknown |  | Non-Lead | Between 1989 and 2014 |  | Non-Lead |  |  |  | Single Family Residence |  |  |  | Tier 5 |  |  | Non-Lead | No Tier
1061070000009 | 1313 | Spring Oaks Cir | Houston | 77055 |  | 29.79371 | -95.50723 | Non-Lead - Other | Don't Know | Unknown |  | Non-Lead | After 2014 |  | Non-Lead |  |  |  | Single Family Residence |  |  |  | Tier 1 |  |  | Non-Lead | No Tier
0805560000315 | 8402 | Cedarbrake Dr | Houston | 77055 |  | 29.79113 | -95.49573 | Non-Lead | Don't Know | Unknown |  | Non-Lead | After 2014 |  | Non-Lead |  |  |  | Single Family Residence |  |  |  | Tier 5 |  |  | Non-Lead | No Tier
0800630000046 | 8806 | Cedarbrake Dr | Houston | 77055 |  | 29.79146 | -95.50423 | Non-Lead | Don't Know | Unknown |  | Non-Lead | After 2014 |  | Non-Lead |  |  |  | Single Family Residence |  |  |  | Tier 5 |  |  | Non-Lead | No Tier
1052310010005 | 8814 | Echo Valley Dr | Houston | 77055 |  | 29.78569 | -95.50702 | Non-Lead | Don't Know | Unknown |  | Non-Lead | After 2014 |  | Non-Lead |  |  |  | Single Family Residence |  |  |  | Tier 5 |  |  | Non-Lead | No Tier
1259850010051 | 37 | N Creekside Ct | Houston | 77055 |  | 29.78749 | -95.49274 | Non-Lead | Don't Know | Unknown |  | Non-Lead | Between 1989 and 2014 |  | Non-Lead |  |  |  | Single Family Residence |  |  |  | Tier 5 |  |  | Non-Lead | No Tier
1171520010006 | 8814 | Heather Cir | Houston | 77055 |  | 29.78831 | -95.50697 | Non-Lead | Don't Know | Unknown |  | Non-Lead | Between 1989 and 2014 |  | Non-Lead |  |  |  | Single Family Residence |  |  |  | Tier 5 |  |  | Non-Lead | No Tier
1209480020014 | 1122 | Joshua Ln | Houston | 77055 |  | 30.00857 | -95.41102 | Non-Lead | Don't Know | Unknown |  | Non-Lead | Between 1989 and 2014 |  | Non-Lead |  |  |  | Single Family Residence |  |  |  | Tier 5 |  |  | Non-Lead | No Tier
1364990010001 | 8401 | Burkhart Rd | Houston | 77055 |  | 29.78902 | -95.49596 | Non-Lead - Other | Don't Know | After 2014 | (CIP 2025) Service Line Replacement | Non-Lead | After 2014 |  | Non-Lead |  |  |  | Single Family Residence |  |  |  | Tier 1 |  |  | Non-Lead | No Tier
0925950000005 | 8838 | Winningham Ln | Houston | 77055 |  | 29.78888 | -95.50615 | Non-Lead | Don't Know | Unknown |  | Non-Lead | After 2014 |  | Non-Lead |  |  |  | Single Family Residence |  |  |  | Tier 5 |  |  | Non-Lead | No Tier
0805530000266 | 8338 | Leafy Ln | Houston | 77055 |  | 29.79343 | -95.4946 | Non-Lead | Don't Know | Unknown |  | Non-Lead | Between 1989 and 2014 |  | Non-Lead |  |  |  | Single Family Residence |  |  |  | Tier 5 |  |  | Non-Lead | No Tier
0925950000006 | 8837 | Winningham Ln | Houston | 77055 |  | 29.7886 | -95.50613 | Non-Lead | Don't Know | Unknown |  | Non-Lead | Between 1989 and 2014 |  | Non-Lead |  |  |  | Single Family Residence |  |  |  | Tier 5 |  |  | Non-Lead | No Tier
0822730000091 | 8809 | Cedarbrake Dr | Houston | 77055 |  | 29.79096 | -95.50456 | Non-Lead | Don't Know | Unknown |  | Non-Lead | Between 1989 and 2014 |  | Non-Lead |  |  |  | Single Family Residence |  |  |  | Tier 5 |  |  | Non-Lead | No Tier
1289170020009 | 27 | Windsor Ct | Houston | 77055 |  | 29.79362 | -95.51261 | Non-Lead | Don't Know | Unknown |  | Non-Lead | Between 1989 and 2014 |  | Non-Lead |  |  |  | Single Family Residence |  |  |  | Tier 5 |  |  | Non-Lead | No Tier
0800610000030 | 8820 | Merlin Dr | Houston | 77055 |  | 29.79305 | -95.50499 | Non-Lead | Don't Know | Unknown |  | Non-Lead | Between 1989 and 2014 |  | Non-Lead |  |  |  | Single Family Residence |  |  |  | Tier 5 |  |  | Non-Lead | No Tier
1099070000003 | 8602 | Cedardale Dr | Houston | 77055 |  | 29.79544 | -95.50067 | Non-Lead | Don't Know | Unknown |  | Non-Lead | Between 1989 and 2014 |  | Non-Lead |  |  |  | Single Family Residence |  |  |  | Tier 5 |  |  | Non-Lead | No Tier
1168960010003 | 8521 | Burkhart Rd | Houston | 77055 |  | 29.78901 | -95.49971 | Non-Lead | Don't Know | Unknown | (CIP 2024) Service Line Replacement | Non-Lead | Between 1989 and 2014 |  | Non-Lead |  |  |  | Single Family Residence |  |  |  | Tier 1 |  |  | Lead | No Tier
1315990010001 | 8844 | Larston St | Houston | 77055 |  | 29.79216 | -95.50709 | Non-Lead | Don't Know | Unknown |  | Non-Lead | Between 1989 and 2014 |  | Non-Lead |  |  |  | Single Family Residence |  |  |  | Tier 5 |  |  | Non-Lead | No Tier
1259850010020 | 48 | N Creekside Ct | Houston | 77055 |  | 29.78778 | -95.49168 | Non-Lead | Don't Know | Unknown |  | Non-Lead | Between 1989 and 2014 |  | Non-Lead |  |  |  | Single Family Residence |  |  |  | Tier 5 |  |  | Non-Lead | No Tier
1163870000001 | 8430 | Winningham Ln | Houston | 77055 |  | 29.78883 | -95.49745 | Non-Lead - Other | Don't Know | After 2014 | Replaced in April 2025 CIP project | Non-Lead | Between 1989 and 2014 |  | Non-Lead |  |  |  | Single Family Residence |  |  |  | Tier 1 |  |  | Non-Lead | No Tier
1259850010045 | 31 | N Creekside Ct | Houston | 77055 |  | 29.7875 | -95.49348 | Non-Lead | Don't Know | Unknown |  | Non-Lead | Between 1989 and 2014 |  | Non-Lead |  |  |  | Single Family Residence |  |  |  | Tier 5 |  |  | Non-Lead | No Tier
0791300110184 | 8521 | Westview Dr | Houston | 77055 |  | 29.79351 | -95.50011 | Non-Lead | Don't Know | Unknown |  | Non-Lead | Between 1989 and 2014 |  | Non-Lead |  |  |  | Single Family Residence |  |  |  | Tier 5 |  |  | Non-Lead | No Tier
1171520010005 | 8818 | Heather Cir | Houston | 77055 |  | 29.78837 | -95.50737 | Non-Lead | Don't Know | Unknown |  | Non-Lead | Between 1989 and 2014 |  | Non-Lead |  |  |  | Single Family Residence |  |  |  | Tier 5 |  |  | Non-Lead | No Tier
0772490040014 | 1113 | Traweek St | Houston | 77055 |  | 29.78754 | -95.51094 | Non-Lead | Don't Know | Unknown |  | Non-Lead | Between 1989 and 2014 |  | Non-Lead |  |  |  | Single Family Residence |  |  |  | Tier 5 |  |  | Non-Lead | No Tier
1171520010008 | 8806 | Heather Cir | Houston | 77055 |  | 29.78804 | -95.50655 | Non-Lead | Don't Know | Unknown |  | Non-Lead | Between 1989 and 2014 |  | Non-Lead |  |  |  | Single Family Residence |  |  |  | Tier 5 |  |  | Non-Lead | No Tier
1169110000010 | 27 | Inverness Park Way | Houston | 77055 |  | 29.79337 | -95.50989 | Non-Lead | Don't Know | Unknown |  | Non-Lead | Between 1989 and 2014 |  | Non-Lead |  |  |  | Single Family Residence |  |  |  | Tier 5 |  |  | Non-Lead | No Tier
0805580000342 | 1303 | Krist Dr | Houston | 77055 |  | 29.7913 | -95.49325 | Non-Lead | Don't Know | Unknown |  | Non-Lead | Between 1989 and 2014 |  | Non-Lead |  |  |  | Single Family Residence |  |  |  | Tier 5 |  |  | Non-Lead | No Tier
1160470010024 | 8 | Woodsborough Cir | Houston | 77055 |  | 29.78793 | -95.49873 | Non-Lead | Don't Know | Unknown |  | Non-Lead | Between 1989 and 2014 |  | Non-Lead |  |  |  | Single Family Residence |  |  |  | Tier 5 |  |  | Non-Lead | No Tier
1171690000011 | 16 | Village Oaks Ln | Houston | 77055 |  | 29.78913 | -95.51199 | Non-Lead | Don't Know | Unknown |  | Non-Lead | Between 1989 and 2014 |  | Non-Lead |  |  |  | Single Family Residence |  |  |  | Tier 5 |  |  | Non-Lead | No Tier
1289170010009 | 10 | Windsor Ct | Houston | 77055 |  | 29.79364 | -95.512 | Non-Lead | Don't Know | Unknown |  | Non-Lead | Between 1989 and 2014 |  | Non-Lead |  |  |  | Single Family Residence |  |  |  | Tier 5 |  |  | Non-Lead | No Tier
0800560000003 | 8713 | Cedardale Dr | Houston | 77055 |  | 29.79464 | -95.50308 | Non-Lead | Don't Know | Unknown |  | Non-Lead | Between 1989 and 2014 |  | Non-Lead |  |  |  | Single Family Residence |  |  |  | Tier 5 |  |  | Non-Lead | No Tier
0833270000020 | 1310 | Beutel Dr | Houston | 77055 |  | 29.79243 | -95.51139 | Non-Lead | Don't Know | Unknown |  | Non-Lead | Between 1989 and 2014 |  | Non-Lead |  |  |  | Single Family Residence |  |  |  | Tier 5 |  |  | Non-Lead | No Tier
1171520010009 | 8802 | Heather Cir | Houston | 77055 |  | 29.78776 | -95.5066 | Non-Lead | Don't Know | Unknown |  | Non-Lead | Between 1989 and 2014 |  | Non-Lead |  |  |  | Single Family Residence |  |  |  | Tier 5 |  |  | Non-Lead | No Tier
0805560000309 | 8416 | Cedarbrake Dr | Houston | 77055 |  | 29.79112 | -95.49669 | Non-Lead | Don't Know | Unknown |  | Non-Lead | After 2014 |  | Non-Lead |  |  |  | Single Family Residence |  |  |  | Tier 5 |  |  | Non-Lead | No Tier
1171690000006 | 6 | Village Oaks Ln | Houston | 77055 |  | 29.78911 | -95.51315 | Non-Lead | Don't Know | Unknown |  | Non-Lead | Between 1989 and 2014 |  | Non-Lead |  |  |  | Single Family Residence |  |  |  | Tier 5 |  |  | Non-Lead | No Tier
0800570000008 | 8617 | Lanell Ln | Houston | 77055 |  | 29.79566 | -95.5018 | Non-Lead | Don't Know | Unknown |  | Non-Lead | Between 1989 and 2014 |  | Non-Lead |  |  |  | Single Family Residence |  |  |  | Tier 5 |  |  | Non-Lead | No Tier
1169110000016 | 15 | Inverness Park Way | Houston | 77055 |  | 29.79235 | -95.50929 | Non-Lead | Don't Know | Unknown |  | Non-Lead | Between 1989 and 2014 |  | Non-Lead |  |  |  | Single Family Residence |  |  |  | Tier 5 |  |  | Non-Lead | No Tier
0822730000100 | 8826 | Cedarspur Dr | Houston | 77055 |  | 29.79063 | -95.50526 | Non-Lead | Don't Know | Unknown |  | Non-Lead | After 2014 |  | Non-Lead |  |  |  | Single Family Residence |  |  |  | Tier 5 |  |  | Non-Lead | No Tier
1259850010053 | 39 | N Creekside Ct | Houston | 77055 |  | 29.78749 | -95.49259 | Non-Lead | Don't Know | Unknown |  | Non-Lead | Between 1989 and 2014 |  | Non-Lead |  |  |  | Single Family Residence |  |  |  | Tier 5 |  |  | Non-Lead | No Tier
0791300110194 | 1328 | Neeley Dr | Houston | 77055 |  | 29.7932 | -95.49913 | Non-Lead | Don't Know | Unknown |  | Non-Lead | Between 1989 and 2014 |  | Non-Lead |  |  |  | Single Family Residence |  |  |  | Tier 5 |  |  | Non-Lead | No Tier
1209480020011 | 1110 | Joshua Ln | Houston | 77055 |  | 30.00833 | -95.41145 | Non-Lead | Don't Know | Unknown |  | Non-Lead | Between 1989 and 2014 |  | Non-Lead |  |  |  | Single Family Residence |  |  |  | Tier 5 |  |  | Non-Lead | No Tier
0800630010001 | 8816 | Merlin Dr | Houston | 77055 |  | 29.79272 | -95.5046 | Non-Lead | Don't Know | Unknown |  | Non-Lead | After 2014 |  | Non-Lead |  |  |  | Single Family Residence |  |  |  | Tier 5 |  |  | Non-Lead | No Tier
0805600000361 | 1306 | Krist Dr | Houston | 77055 |  | 29.79173 | -95.49243 | Non-Lead | Don't Know | Unknown |  | Non-Lead | Between 1989 and 2014 |  | Non-Lead |  |  |  | Single Family Residence |  |  |  | Tier 5 |  |  | Non-Lead | No Tier
1169110000014 | 19 | Inverness Park Way | Houston | 77055 |  | 29.79238 | -95.50988 | Non-Lead | Don't Know | Unknown |  | Non-Lead | Between 1989 and 2014 |  | Non-Lead |  |  |  | Single Family Residence |  |  |  | Tier 5 |  |  | Non-Lead | No Tier
1224840010008 | 8822 | Inverness Park Way | Houston | 77055 |  | 29.79252 | -95.50662 | Non-Lead | Don't Know | Unknown |  | Non-Lead | Between 1989 and 2014 |  | Non-Lead |  |  |  | Single Family Residence |  |  |  | Tier 5 |  |  | Non-Lead | No Tier
0803050010001 | 1118 | Traweek St | Houston | 77055 |  | 29.78793 | -95.51037 | Non-Lead | Don't Know | Unknown |  | Non-Lead | After 2014 |  | Non-Lead |  |  |  | Single Family Residence |  |  |  | Tier 5 |  |  | Non-Lead | No Tier
0833270000024 | 1305 | Mickey Way | Houston | 77055 |  | 29.7922 | -95.51096 | Non-Lead | Don't Know | Unknown |  | Non-Lead | Between 1989 and 2014 |  | Non-Lead |  |  |  | Single Family Residence |  |  |  | Tier 5 |  |  | Non-Lead | No Tier
0800580000005 | 8702 | Lanell Ln | Houston | 77055 |  | 29.79631 | -95.50234 | Non-Lead | Don't Know | Unknown |  | Non-Lead | Between 1989 and 2014 |  | Non-Lead |  |  |  | Single Family Residence |  |  |  | Tier 5 |  |  | Non-Lead | No Tier
1171690000010 | 14 | Village Oaks Ln | Houston | 77055 |  | 29.78913 | -95.51223 | Non-Lead | Don't Know | Unknown |  | Non-Lead | Between 1989 and 2014 |  | Non-Lead |  |  |  | Single Family Residence |  |  |  | Tier 5 |  |  | Non-Lead | No Tier
0805490000219 | 1320 | Neeley Dr | Houston | 77055 |  | 29.79259 | -95.49915 | Non-Lead | Don't Know | Unknown |  | Non-Lead | Between 1989 and 2014 |  | Non-Lead |  |  |  | Single Family Residence |  |  |  | Tier 5 |  |  | Non-Lead | No Tier
1267930010002 | 8408 | Katy Freeway | Spring Valley Village | 77024 |  | 29.78530488713612 | -95.49265942492282 | Non-Lead | Don't Know | Unknown |  | Non-Lead | Between 1989 and 2014 |  | Non-Lead |  |  |  | Building |  |  |  | Tier 5 |  |  | Non-Lead | No Tier
1000390000012 | 9006 | Lupton Ct | Houston | 77055 |  | 29.79307 | -95.51261 | Non-Lead | Don't Know | Unknown |  | Non-Lead | After 2014 |  | Non-Lead |  |  |  | Single Family Residence |  |  |  | Tier 5 |  |  | Non-Lead | No Tier
1160470010007 | 19 | Woodsborough Cir | Houston | 77055 |  | 29.78701 | -95.50001 | Non-Lead | Don't Know | Unknown |  | Non-Lead | Between 1989 and 2014 |  | Non-Lead |  |  |  | Single Family Residence |  |  |  | Tier 5 |  |  | Non-Lead | No Tier
0800600000021 | 1243 | Caudle Dr | Houston | 77055 |  | 29.79167 | -95.50528 | Non-Lead | Don't Know | Unknown |  | Non-Lead | Between 1989 and 2014 |  | Non-Lead |  |  |  | Single Family Residence |  |  |  | Tier 5 |  |  | Non-Lead | No Tier
1160470010014 | 7 | Woodsborough Cir | Houston | 77055 |  | 29.78749 | -95.49881 | Non-Lead | Don't Know | Unknown |  | Non-Lead | Between 1989 and 2014 |  | Non-Lead |  |  |  | Single Family Residence |  |  |  | Tier 5 |  |  | Non-Lead | No Tier
0803040000007 | 10 | Fries Ct | Houston | 77055 |  | 29.78901 | -95.5097 | Non-Lead | Don't Know | Unknown |  | Non-Lead | After 2014 |  | Non-Lead |  |  |  | Single Family Residence |  |  |  | Tier 5 |  |  | Non-Lead | No Tier
0800590000010 | 1245 | Ben Hur Dr | Houston | 77055 |  | 29.79188 | -95.50623 | Non-Lead | Don't Know | Unknown |  | Non-Lead | Between 1989 and 2014 |  | Non-Lead |  |  |  | Single Family Residence |  |  |  | Tier 5 |  |  | Non-Lead | No Tier
0805530000270 | 8322 | Leafy Ln | Houston | 77055 |  | 29.79309 | -95.49356 | Non-Lead | Don't Know | Unknown |  | Non-Lead | After 2014 |  | Non-Lead |  |  |  | Single Family Residence |  |  |  | Tier 5 |  |  | Non-Lead | No Tier
1168960010001 | 8529 | Burkhart Rd | Houston | 77055 |  | 29.789 | -95.50021 | Non-Lead | Don't Know | Unknown | (CIP 2024) Service Line Replacement | Non-Lead | Between 1989 and 2014 |  | Non-Lead |  |  |  | Single Family Residence |  |  |  | Tier 1 |  |  | Lead | No Tier
0772490050006 | 1026 | Traweek St | Houston | 77055 |  | 29.7865 | -95.51033 | Non-Lead | Don't Know | Unknown |  | Non-Lead | After 2014 |  | Non-Lead |  |  |  | Single Family Residence |  |  |  | Tier 5 |  |  | Non-Lead | No Tier
1101544871546 | 6 | Gens Ct. | Houston | 77055 |  |  |  | Non-Lead | No | After 2014 |  | Non-Lead | After 2014 |  | Non-Lead |  |  |  | Single Family Residence | [6 empty] | Non-Lead
1101544871547 | 8606 | Burkhart Rd. | Houston | 77055 |  |  |  | Non-Lead | No | After 2014 |  | Non-Lead | After 2014 |  | Non-Lead |  |  |  | Single Family Residence | [6 empty] | Non-Lead

## GEC Permitted Values (hidden)
Location Information | [7 empty] | System-Owned Portion |  |  |  | Customer-Owned Portion |  |  | Entire Service Line | Other Potential Sources of Lead |  |  | Additional Information to Assign Tap Monitoring Tiering |  |  |  |  | Lead Service Line Replacement (LSLR)
Unique Service Line ID* | Street Number | Street Name* | City* | Zip Code* | Other Location Identifier | GPS Coordinate - Latitude (decimal degrees) | GPS Coordinates - Longitude (decimal degrees) | System-Owned Portion Service Line Material Classification* | If Non-Lead, Was Material Ever Previously Lead? | Service Line Installation Date | Notes | Customer-Owned Portion Service Line Material Classification* | Service Line Installation Date | Notes | Entire Service Line Material Classification (by Water System) | Is there a Lead Connector? | Is there Lead Solder in the Service Line? | List Other Fittings and Equipment Connected to the Service Line that Contain Lead | Building Type Connected to Service Line | Point-of-Entry or Point-of-Use Treatment Present? | Does the Interior Building Plumbing Contain Copper Pipes with Lead Solder Installed Before July 1, 1988? | Current LCR Sampling Site? | Sample Site Selection Criteria (Site Tier) | Date of System-Owned LSLR | Date of Customer-Owned LSLR | LSL Category in Inventory | Sample Site Tier
[8 empty] | Lead | Yes | Before 1989 |  | Lead | Before 1989 |  | Lead | Yes | Yes |  | Single Family Residence | Yes | Yes | No | Tier 1
[8 empty] | Lead-Lined Galvanized | No | Between 1989 and 2014 |  | Lead-Lined Galvanized | After 2014 |  | Galvanized Requiring Replacement | No | No |  | Multiple Family Residence | No | No | Yes | Tier 2
[8 empty] | Galvanized | Don't Know | After 2014 |  | Galvanized | Between 1989 and 2014 |  | Non-Lead | Don't Know | Don't Know |  | Building | Unknown | Unknown |  | Tier 3
[8 empty] | Non-Lead - Copper |  | Unknown |  | Non-Lead - Copper | Unknown |  | Unknown |  |  |  | Other |  |  |  | Tier 4
[8 empty] | Non-Lead - Plastic |  |  |  | Non-Lead - Plastic | [10 empty] | Tier 5
[8 empty] | Non-Lead - Other |  |  |  | Non-Lead - Other
[8 empty] | Unknown - Likely Lead |  |  |  | Unknown - Likely Lead
[8 empty] | Unknown - Unlikely Lead |  |  |  | Unknown - Unlikely Lead
[8 empty] | Unknown - Material Unknown |  |  |  | Unknown - Material Unknown
[8 empty] | Non-Lead |  |  |  | Non-Lead